## Sheet1
| MANUFACTURER | Product Id | PRODUCT TYPE | Unnamed: 4 | Unnamed: 5 | Coefficient of Performance | Heating capacity [kW] | Cooling capacity [kW] | Seasonal Coefficient of Performance
0 | CIAT | 32570 | CIAT EREBA HE 15H | reversible heat pump equipped with DC inverter technology | COMPARE | 4.25 | 15.10 | 13 | 4.41
1 | HITACHI | 28846 | HITACHI YUTAKI S 10 | Heat pump SPLIT TYPE air to water | COMPARE | 4.29 | 32.00 | 21 | 3.60
2 | FUJITSU | 32894 | FUJITSU ASYG12LUCA/AOYG12LUC | Air to Air Designer Range | COMPARE | 4.30 | 4.00 | 4 | 4.00
3 | FUJITSU | 30818 | WATERSTAGE HP 11T | Split Type High Power Series WSYK160DG9 / WOYK112LCTA WATERSTAGE AIR-TO-WATER system is an economical and clean water heating system that uses heat pump technology | COMPARE | 4.30 | 11.00 |  | 3.17
4 | TOSHIBA | 29195 | TOSHIBA HWS-1605H8-E / HWS-1405XWHT9-E | Toshiba toplotna pumpa zrak-voda | COMPARE | 4.30 | 16.00 | 13 | 4.50
5 | GREE | 29122 | VERSATI III GRS16.0PD/NHG-K | Heat pump MONOBLOC TYPE air to water | COMPARE | 4.30 | 15.50 | 15
6 | GREE | 29112 | VERSATI II GRS12PD/NAE-K | Heat pump SPLIT TYPE air to water | COMPARE | 4.30 | 12.00 | 13
7 | HITACHI | 28845 | HITACHI YUTAKI S 8 | Heat pump SPLIT TYPE air to water | COMPARE | 4.30 | 25.50 | 16 | 3.83
8 | FUJITSU | 27811 | FUJITSU ASYG12LUCA/AOYG12LUCA | Air Conditioners/Split sistem | COMPARE | 4.30 | 4.00 | 4
9 | FUJITSU | 27777 | FUJITSU ASYG12LUCA/AOYG12LUCA | Air Conditioners/Split sistem | COMPARE | 4.30 | 4.00 | 4
10 | AERMEC S.P.A. | 26278 | AERMEC ANK045H | Heat pump air to water | COMPARE | 4.30 | 14.04 | 16 | 3.54
11 | RIELLO S.P.A. | 23419 | RIELLO NEX POLAR 012 TE | Heat pump MONOBLOCK air to water | COMPARE | 4.30 | 12.00 | 14
12 | KRONOTERM | 18458 | KRONOTERM WPL-09-K1 HT | Heat pump COMPACT TYPE air to water | COMPARE | 4.30 | 9.30 | 7 | 3.96
13 | VAILLANT | 10574 | VAILLANT GEOTHERM VWS 460/3 | Heat pump SPLIT TYPE earth to water | COMPARE | 4.30 | 45.70
14 | VAILLANT | 10573 | VAILLANT GEOTHERM VWS 380/3 | Heat pump SPLIT TYPE earth to water | COMPARE | 4.30 | 37.80
15 | VAILLANT | 10571 | VAILLANT GEOTHERM VWS 220/3 | Heat pump SPLIT TYPE earth to water | COMPARE | 4.30 | 21.60
16 | SIRAC | 10508 | SIRAC LSQ25R | Sirac low-temperature integrated heat pump | COMPARE | 4.30 | 75.00 | 0 | 0.00
17 | SIRAC | 10507 | SIRAC LSQ20R | Sirac low-temperature integrated heat pump | COMPARE | 4.30 | 65.00 | 0 | 0.00
18 | SIRAC | 10506 | SIRAC LSQ15R | Sirac low-temperature integrated heat pump | COMPARE | 4.30 | 39.00 | 0 | 0.00
19 | SIRAC | 10505 | SIRAC LSQ10R | Sirac low-temperature integrated heat pump | COMPARE | 4.30 | 32.00 | 0 | 0.00
20 | SIRAC | 10504 | SIRAC LSQ06RC | Sirac low-temperature integrated heat pump | COMPARE | 4.30 | 18.00 | 0 | 0.00
21 | SIRAC | 10503 | SIRAC LSQ05RC | Sirac low-temperature integrated heat pump | COMPARE | 4.30 | 16.50 | 0 | 0.00
22 | SIRAC | 10502 | SIRAC LSQ04RC | Sirac low-temperature integrated heat pump | COMPARE | 4.30 | 11.90 | 0 | 0.00
23 | SIRAC | 10501 | SIRAC LSQ03RC | Sirac low-temperature integrated heat pump | COMPARE | 4.30 | 10.30 | 0 | 0.00
24 | RUIDONG | 10495 | RUIDONG RLSFW136R | Ruidong Ultralpw temperature heat pump | COMPARE | 4.30 | 138.00 | 136
25 | RUIDONG | 10494 | RUIDONG RLSFW090R | Ruidong Ultralpw temperature heat pump | COMPARE | 4.30 | 100.00 | 96
26 | RUIDONG | 10493 | RUIDONG RLSFW068R | Ruidong Ultralpw temperature heat pump | COMPARE | 4.30 | 69.00 | 68
27 | RUIDONG | 10492 | RUIDONG RLSFW060R | Ruidong Ultralpw temperature heat pump | COMPARE | 4.30 | 64.00 | 60
28 | RUIDONG | 10491 | RUIDONG RLSFW045R | Ruidong Mini type air cooled heat pump | COMPARE | 4.30 | 49.20 | 46
29 | RUIDONG | 10490 | RUIDONG RLSFW035R | Ruidong Mini type air cooled heat pump | COMPARE | 4.30 | 35.90 | 33
30 | RUIDONG | 10489 | RUIDONG RLSFW68R | Ruidong Ultralow-temperature heat pump | COMPARE | 4.30 | 69.00 | 68
31 | RUIDONG | 10488 | RUIDONG RLSFW020R | Ruidong Mini type air cooled heat pump | COMPARE | 4.30 | 21.40 | 18
32 | RUIDONG | 10487 | RUIDONG RLSFW015R | Ruidong Mini type air cooled heat pump | COMPARE | 4.30 | 16.40 | 15
33 | RUIDONG | 10486 | RUIDONG RLSFW010R | Ruidong Mini type air cooled heat pump | COMPARE | 4.30 | 10.30 | 10 | 0.00
34 | RUIDONG | 10474 | RUIDONG RLSW18 | Ruidong Water source heat pump | COMPARE | 4.30 | 19.00 | 18
35 | KELING | 10472 | KELING FM-430R | Keling Screw compressor Air-water | COMPARE | 4.30 | 455.00 | 410
36 | KELING | 10471 | KELING FM-380R | Keling Screw compressor Air-water | COMPARE | 4.30 | 410.00 | 360
37 | KELING | 10470 | KELING FM-320R | Keling Screw compressor Air-water | COMPARE | 4.30 | 331.00 | 305
38 | KELING | 10469 | KELING FM-250R | Keling Screw compressor Air-water | COMPARE | 4.30 | 260.00 | 240
39 | KELING | 10468 | KELING FM-180R | Keling Screw compressor Air-water | COMPARE | 4.30 | 188.00 | 170 | 0.00
40 | KELING | 10467 | KELING FM-130RD | Keling low-temperature heat | COMPARE | 4.30 | 142.00 | 130 | 0.00
41 | KELING | 10466 | KELING FM-100RD | Keling low-temperature heat | COMPARE | 4.30 | 107.00 | 95 | 0.00
42 | KELING | 10465 | KELING FM-65RD | Keling low-temperature heat | COMPARE | 4.30 | 72.00 | 65 | 0.00
43 | KELING | 10464 | KELING FM-45RD | Keling low-temperature heat | COMPARE | 4.30 | 49.00 | 45 | 0.00
44 | KELING | 10463 | KELING FM-35RD | Keling low-temperature heat | COMPARE | 4.30 | 36.00 | 33 | 0.00
45 | KELING | 10462 | KELING FM-25RD | Keling low-temperature heat | COMPARE | 4.30 | 27.00 | 23 | 0.00
46 | KELING | 10461 | KELING FM-130R | Keling Air-water heat pump | COMPARE | 4.30 | 140.00 | 130 | 0.00
47 | KELING | 10460 | KELING FM-100R | Keling Air-water heat pump | COMPARE | 4.30 | 105.00 | 95 | 0.00
48 | KELING | 10459 | KELING FM-65R | Keling Air-water heat pump | COMPARE | 4.30 | 70.00 | 65 | 0.00
49 | KELING | 10458 | KELING FM-45R | Keling Air-water heat pump | COMPARE | 4.30 | 48.00 | 45 | 0.00
50 | KELING | 10457 | KELING FM-35R | Keling Air-water heat pump | COMPARE | 4.30 | 35.00 | 33 | 0.00
51 | KELING | 10456 | KELING FM-25R | Keling Air-water heat pump | COMPARE | 4.30 | 26.00 | 23 | 0.00
52 | DAIKIN | 10325 | DAIKIN EWYQ011ACV3 | Air cooled inverter heat pump for heating and cooling. | COMPARE | 4.30 | 13.80 | 11 | 3.41
53 | DAIKIN | 10312 | DAIKIN ERLQ014CW1/EHBX16CB9W | Split wall type low-temperature heat pump for cooling heating and domestic hot water. | COMPARE | 4.30 | 14.50 | 13 | 3.83
54 | DAIKIN | 10311 | DAIKIN ERLQ014CW1/EHBX16CB3V | Split wall type low-temperature heat pump for cooling heating and domestic hot water. | COMPARE | 4.30 | 14.50 | 13 | 3.83
55 | DAIKIN | 10308 | DAIKIN ERLQ014CV3/EHBX16CB9W | Split wall type low-temperature heat pump for cooling heating and domestic hot water. | COMPARE | 4.30 | 14.50 | 13 | 3.83
56 | DAIKIN | 10307 | DAIKIN ERLQ014CV3/EHBX16CB3V | Split wall type low-temperature heat pump for cooling heating and domestic hot water. | COMPARE | 4.30 | 14.50 | 13 | 3.83
57 | DAIKIN | 10299 | DAIKIN ERLQ014CW1/EHBH16CB9W | Split wall type low-temperature heat pump for heating and domestic hot water. | COMPARE | 4.30 | 14.50 |  | 3.83
58 | DAIKIN | 10298 | DAIKIN ERLQ014CW1/EHBH16CB3V | Split wall type low-temperature heat pump for heating and domestic hot water. | COMPARE | 4.30 | 14.50 |  | 3.83
59 | DAIKIN | 10295 | DAIKIN ERLQ014CV3/EHBH16CB9W | Split wall type low-temperature heat pump for heating and domestic hot water. | COMPARE | 4.30 | 14.50 |  | 3.83
60 | DAIKIN | 10294 | DAIKIN ERLQ014CV3/EHBH16CB3V | Split wall type low-temperature heat pump for heating and domestic hot water. | COMPARE | 4.30 | 14.50 |  | 3.83
61 | DAIKIN | 10253 | DAIKIN ERLQ014CW1/EHVX16S26CB9W | Split type low-temperature integrated heat pump | COMPARE | 4.30 | 14.50 | 13 | 3.83
62 | DAIKIN | 10252 | DAIKIN ERLQ014CW1/EHVX16S18CB3V | Split type low-temperature integrated heat pump | COMPARE | 4.30 | 14.50 | 13 | 3.83
63 | DAIKIN | 10249 | DAIKIN ERLQ014CV3/EHVX16S26CB9W | Split type low-temperature integrated heat pump | COMPARE | 4.30 | 14.50 | 13 | 3.83
64 | DAIKIN | 10248 | DAIKIN ERLQ014CV3/EHVX16S18CB3V | Split type low-temperature integrated heat pump | COMPARE | 4.30 | 14.50 | 13 | 3.83
65 | DAIKIN | 10240 | DAIKIN ERLQ014CW1/EHVH16S26CB9W | Split type low-temperature integrated heat pump | COMPARE | 4.30 | 14.50 |  | 3.83
66 | DAIKIN | 10239 | DAIKIN ERLQ014CW1/EHVH16S18CB3V | Split type low-temperature integrated heat pump | COMPARE | 4.30 | 14.50 |  | 3.83
67 | DAIKIN | 10236 | DAIKIN ERLQ014CV3/EHVH16S26CB9W | Split type low-temperature integrated heat pump | COMPARE | 4.30 | 14.50 |  | 3.83
68 | DAIKIN | 10235 | DAIKIN ERLQ014CV3/EHVH16S18CB3V | Split type low-temperature integrated heat pump | COMPARE | 4.30 | 14.50 |  | 3.83
69 | FUJITSU | 10227 | FUJITSU WGYK160DG9-WOYK112LCTA | Air to water SPLIT TYPE High Power Series heat pump | COMPARE | 4.30 | 11.00
70 | FUJITSU | 10225 | FUJITSU WSYK160DG9-WOYK112LCTA | Air to water SPLIT TYPE High Power Series heat pump | COMPARE | 4.30 | 11.00
71 | SIRAC | 4952 | SIRAC LSQ25R | Mitsubishi Electric toplotna pumpa zrak/voda, split-sistem, Zubadan serija | COMPARE | 4.30 | 75.00
72 | SIRAC | 4951 | SIRAC LSQ20R | Sirac niskotemperaturna vazduh-voda dizalica topline | COMPARE | 4.30 | 65.00
73 | SIRAC | 4950 | SIRAC LSQ15R | Sirac niskotemperaturna vazduh-voda dizalica topline | COMPARE | 4.30 | 39.00
74 | SIRAC | 4949 | SIRAC LSQ10R | Sirac niskotemperaturna vazduh-voda dizalica topline | COMPARE | 4.30 | 32.00
75 | SIRAC | 4948 | SIRAC LSQ06RC | Sirac niskotemperaturna vazduh-voda dizalica topline | COMPARE | 4.30 | 18.00
76 | SIRAC | 4947 | SIRAC LSQ05RC | Sirac niskotemperaturna vazduh-voda dizalica topline | COMPARE | 4.30 | 16.50
77 | SIRAC | 4946 | PUHZ-SW401VHA | Sirac niskotemperaturna vazduh-voda dizalica topline | COMPARE | 4.30 | 11.90
78 | SIRAC | 4945 | SIRAC LSQ03RC | Sirac niskotemperaturna vazduh-voda dizalica topline | COMPARE | 4.30 | 10.30
79 | RUIDONG | 4938 | RUIDONG RLSFG880R | Sirac toplotna pumpa voda-voda | COMPARE | 4.30 | 875.00 | 872
80 | RUIDONG | 4937 | RUIDONG RLSFG780R | Ruidong Screw compressor Air-water heat pump | COMPARE | 4.30 | 774.00 | 772
81 | RUIDONG | 4936 | RUIDONG RLSFG680R | Ruidong Screw compressor Air-water heat pump | COMPARE | 4.30 | 678.00 | 672
82 | RUIDONG | 4935 | RUIDONG RLSFG440R | Ruidong Screw compressor Air-water heat pump | COMPARE | 4.30 | 480.00 | 436
83 | RUIDONG | 4934 | RUIDONG RLSFG340R | Ruidong Screw compressor Air-water heat pump | COMPARE | 4.30 | 370.00 | 336
84 | RUIDONG | 4933 | RUIDONG RLSFG270R | Ruidong Screw compressor Air-water heat pump | COMPARE | 4.30 | 291.00 | 267
85 | RUIDONG | 4932 | RUIDONG RLSFG210R | Ruidong Screw compressor Air-water heat pump | COMPARE | 4.30 | 232.00 | 212
86 | RUIDONG | 4931 | RUIDONG RLSFG160R | Ruidong Screw compressor Air-water heat pump | COMPARE | 4.30 | 172.00 | 159
87 | RUIDONG | 4930 | RUIDONG RLSFG140R | Ruidong Screw compressor Air-water heat pump | COMPARE | 4.30 | 152.00 | 140
88 | RUIDONG | 4929 | RUIDONG RLSFW136R | Ruidong Ultralow-temperature heat pump | COMPARE | 4.30 | 138.00 | 136
89 | RUIDONG | 4928 | RUIDONG RLSFW68R | Ruidong Ultralow-temperature heat pump | COMPARE | 4.30 | 69.00 | 68
90 | RUIDONG | 4927 | RUIDONG RLSFW136R | Ruidong Ultralpw temperature heat pump | COMPARE | 4.30 | 138.00 | 136
91 | RUIDONG | 4926 | RUIDONG RLSFW090R | Ruidong vazduh-voda dizalica topline | COMPARE | 4.30 | 100.00 | 96
92 | RUIDONG | 4925 | RUIDONG RLSFW068R | Ruidong vazduh-voda dizalica topline | COMPARE | 4.30 | 875.00 | 872
93 | RUIDONG | 4924 | RUIDONG RLSFW060R | Keling vazduh-voda dizalica topline | COMPARE | 4.30 | 64.00 | 60
94 | RUIDONG | 4923 | RUIDONG RLSFW045R | Ruidong vazduh-voda dizalica topline | COMPARE | 4.30 | 49.20 | 46
95 | RUIDONG | 4922 | RUIDONG RLSFW035R | Ruidong vazduh-voda dizalica topline | COMPARE | 4.30 | 35.90 | 33
96 | RUIDONG | 4921 | RUIDONG RLSFW025R | Ruidong vazduh-voda dizalica topline | COMPARE | 4.30 | 138.00 | 136
97 | RUIDONG | 4920 | RUIDONG RLSFW020R | Ruidong niskotemperaturna vazduh-voda dizalica topline | COMPARE | 4.30 | 21.40 | 18
98 | RUIDONG | 4919 | RUIDONG RLSFW015R | Ruidong vazduh-voda dizalica topline | COMPARE | 4.30 | 16.40 | 15
99 | RUIDONG | 4918 | RUIDONG RLSFW010R | Ruidong vazduh-voda dizalica topline | COMPARE | 4.30 | 10.30 | 10
100 | RUIDONG | 4906 | RUIDONG RLSW18 | Ruidong geotermalna toplotna pumpa voda-voda | COMPARE | 4.30 | 19.00 | 18
101 | KELING | 4904 | KELING FM-430R | Ruidong geotermalna toplotna pumpa voda-voda | COMPARE | 4.30 | 455.00 | 410
102 | KELING | 4903 | KELING FM-380R | Keling vazduh-voda dizalica topline . | COMPARE | 4.30 | 410.00 | 360
103 | KELING | 4902 | KELING FM-320R | Keling vazduh-voda dizalica topline . | COMPARE | 4.30 | 331.00 | 305
104 | KELING | 4901 | KELING FM-250R | Keling vazduh-voda dizalica topline . | COMPARE | 4.30 | 260.00 | 240
105 | KELING | 4900 | KELING FM-180R | Keling vazduh-voda dizalica topline . | COMPARE | 4.30 | 188.00 | 170
106 | KELING | 4899 | KELING FM-130RD | Keling vazduh-voda dizalica topline . | COMPARE | 4.30 | 142.00 | 130
107 | KELING | 4898 | KELING FM-100RD | Keling niskotemperaturna vazduh-voda | COMPARE | 4.30 | 107.00 | 95
108 | KELING | 4897 | KELING FM-65RD | Keling niskotemperaturna vazduh-voda | COMPARE | 4.30 | 72.00 | 65
109 | KELING | 4896 | KELING FM-45RD | Keling niskotemperaturna vazduh-voda | COMPARE | 4.30 | 49.00 | 45
110 | KELING | 4895 | KELING FM-35RD | Keling niskotemperaturna vazduh-voda | COMPARE | 4.30 | 36.00 | 33
111 | KELING | 4894 | KELING FM-25RD | Keling niskotemperaturna vazduh-voda | COMPARE | 4.30 | 27.00 | 23
112 | KELING | 4893 | KELING FM-130R | Keling niskotemperaturna vazduh-voda | COMPARE | 4.30 | 140.00 | 130
113 | KELING | 4892 | KELING FM-100R | Keling vazduh-voda dizalica topline | COMPARE | 4.30 | 105.00 | 95
114 | KELING | 4891 | KELING FM-65R | Keling vazduh-voda dizalica topline | COMPARE | 4.30 | 70.00 | 65
115 | KELING | 4890 | KELING FM-45R | Keling vazduh-voda dizalica topline | COMPARE | 4.30 | 48.00 | 45
116 | KELING | 4889 | KELING FM-35R | Keling vazduh-voda dizalica topline | COMPARE | 4.30 | 35.00 | 33
117 | KELING | 4888 | KELING FM-25R | Keling vazduh-voda dizalica topline | COMPARE | 4.30 | 26.00 | 23
118 | SIRAC | 3121 | SIRAC LSQ25R | Sirac low-temperature integrated heat pump | COMPARE | 4.30 | 75.00
119 | SIRAC | 3120 | SIRAC LSQ20R | Sirac low-temperature integrated heat pump | COMPARE | 4.30 | 65.00
120 | SIRAC | 3119 | SIRAC LSQ15R | Sirac low-temperature integrated heat pump | COMPARE | 4.30 | 39.00
121 | SIRAC | 3118 | SIRAC LSQ10R | Sirac low-temperature integrated heat pump | COMPARE | 4.30 | 32.00
122 | SIRAC | 3117 | SIRAC LSQ06RC | Sirac low-temperature integrated heat pump | COMPARE | 4.30 | 18.00
123 | SIRAC | 3116 | SIRAC LSQ05RC | Sirac low-temperature integrated heat pump | COMPARE | 4.30 | 16.50
124 | SIRAC | 3115 | SIRAC LSQ04RC | Sirac low-temperature integrated heat pump | COMPARE | 4.30 | 11.90
125 | SIRAC | 3114 | SIRAC LSQ03RC | Sirac low-temperature integrated heat pump | COMPARE | 4.30 | 10.30
126 | RUIDONG | 3107 | RUIDONG RLSFG880R | Ruidong Screw compressor Air-water heat pump | COMPARE | 4.30 | 875.00 | 872
127 | RUIDONG | 3106 | RUIDONG RLSFG780R | Ruidong Screw compressor Air-water heat pump | COMPARE | 4.30 | 774.00 | 772
128 | RUIDONG | 3105 | RUIDONG RLSFG680R | Ruidong Screw compressor Air-water heat pump | COMPARE | 4.30 | 678.00 | 672
129 | RUIDONG | 3104 | RUIDONG RLSFG440R | Ruidong Screw compressor Air-water heat pump | COMPARE | 4.30 | 480.00 | 436
130 | RUIDONG | 3103 | RUIDONG RLSFG340R | Ruidong Screw compressor Air-water heat pump | COMPARE | 4.30 | 370.00 | 336
131 | RUIDONG | 3102 | RUIDONG RLSFG270R | Ruidong Screw compressor Air-water heat pump | COMPARE | 4.30 | 291.00 | 267
132 | RUIDONG | 3101 | RUIDONG RLSFG210R | Ruidong Screw compressor Air-water heat pump | COMPARE | 4.30 | 232.00 | 212
133 | RUIDONG | 3100 | RUIDONG RLSFG160R | Ruidong Screw compressor Air-water heat pump | COMPARE | 4.30 | 172.00 | 159
134 | RUIDONG | 3099 | RUIDONG RLSFG140R | Ruidong Screw compressor Air-water heat pump | COMPARE | 4.30 | 152.00 | 140
135 | RUIDONG | 3098 | RUIDONG RLSFW025R | Ruidong Ultralow-temperature heat pump | COMPARE | 4.30 | 138.00 | 136
136 | RUIDONG | 3097 | RUIDONG RLSFW025R | Ruidong Ultralow-temperature heat pump | COMPARE | 4.30 | 69.00 | 68
137 | RUIDONG | 3096 | RUIDONG RLSFW136R | Ruidong Ultralpw temperature heat pump | COMPARE | 4.30 | 138.00 | 136
138 | RUIDONG | 3095 | RUIDONG RLSFW090R | Ruidong Ultralpw temperature heat pump | COMPARE | 4.30 | 100.00 | 96
139 | RUIDONG | 3094 | RUIDONG RLSFW068R | Ruidong Ultralpw temperature heat pump | COMPARE | 4.30 | 875.00 | 872
140 | RUIDONG | 3093 | RUIDONG RLSFW060R | Ruidong Ultralpw temperature heat pump | COMPARE | 4.30 | 64.00 | 60
141 | RUIDONG | 3092 | RUIDONG RLSFW045R | Ruidong Mini type air cooled heat pump | COMPARE | 4.30 | 49.20 | 46
142 | RUIDONG | 3091 | RUIDONG RLSFW035R | Ruidong Mini type air cooled heat pump | COMPARE | 4.30 | 35.90 | 33
143 | RUIDONG | 3090 | RUIDONG RLSFW025R | Ruidong Mini type air cooled heat pump | COMPARE | 4.30 | 138.00 | 136
144 | RUIDONG | 3089 | RUIDONG RLSFW020R | Ruidong Mini type air cooled heat pump | COMPARE | 4.30 | 21.40 | 18
145 | RUIDONG | 3088 | RUIDONG RLSFW015R | Ruidong Mini type air cooled heat pump | COMPARE | 4.30 | 16.40 | 15
146 | RUIDONG | 3087 | RUIDONG RLSFW010R | Ruidong Mini type air cooled heat pump | COMPARE | 4.30 | 10.30 | 10
147 | RUIDONG | 3075 | RUIDONG RLSW18 | Ruidong Water source heat pump | COMPARE | 4.30 | 19.00 | 18
148 | KELING | 3073 | KELING FM-430R | Keling Screw compressor Air-water | COMPARE | 4.30 | 455.00 | 410
149 | KELING | 3072 | KELING FM-380R | Keling Screw compressor Air-water | COMPARE | 4.30 | 410.00 | 360
150 | KELING | 3071 | KELING FM-320R | Keling Screw compressor Air-water | COMPARE | 4.30 | 331.00 | 305
151 | KELING | 3070 | KELING FM-250R | Keling Screw compressor Air-water | COMPARE | 4.30 | 260.00 | 240
152 | KELING | 3069 | KELING FM-180R | Keling Screw compressor Air-water | COMPARE | 4.30 | 188.00 | 170
153 | KELING | 3068 | KELING FM-130RD | Keling low-temperature heat | COMPARE | 4.30 | 142.00 | 130
154 | KELING | 3067 | KELING FM-100RD | Keling low-temperature heat | COMPARE | 4.30 | 107.00 | 95
155 | KELING | 3066 | KELING FM-65RD | Keling low-temperature heat | COMPARE | 4.30 | 72.00 | 65
156 | KELING | 3065 | KELING FM-45RD | Keling low-temperature heat | COMPARE | 4.30 | 49.00 | 45
157 | KELING | 3064 | KELING FM-35RD | Keling low-temperature heat | COMPARE | 4.30 | 36.00 | 33
158 | KELING | 3063 | KELING FM-25RD | Keling low-temperature heat | COMPARE | 4.30 | 27.00 | 23
159 | KELING | 3062 | KELING FM-130R | Keling Air-water heat pump | COMPARE | 4.30 | 140.00 | 130
160 | KELING | 3061 | KELING FM-100R | Keling Air-water heat pump | COMPARE | 4.30 | 105.00 | 95
161 | KELING | 3060 | KELING FM-65R | Keling Air-water heat pump | COMPARE | 4.30 | 70.00 | 65
162 | KELING | 3059 | KELING FM-45R | Keling Air-water heat pump | COMPARE | 4.30 | 48.00 | 45
163 | KELING | 3058 | KELING FM-35R | Keling Air-water heat pump | COMPARE | 4.30 | 35.00 | 33
164 | KELING | 3057 | KELING FM-25R | Keling Air-water heat pump | COMPARE | 4.30 | 26.00 | 23
165 | VAILLANT | 878 | VAILLANT GEOTHERM VWS 460/3 | Heat pump SPLIT TYPE earth to water | COMPARE | 4.30 | 45.70
166 | VAILLANT | 877 | VAILLANT GEOTHERM VWS 380/3 | Heat pump SPLIT TYPE earth to water | COMPARE | 4.30 | 37.80
167 | VAILLANT | 875 | VAILLANT GEOTHERM VWS 220/3 | Heat pump SPLIT TYPE earth to water | COMPARE | 4.30 | 21.60
168 | FUJITSU | 832 | FUJITSU WGYK160DG9-WOYK112LCTA | Air to water SPLIT TYPE High Power Series heat pump | COMPARE | 4.30 | 11.00
169 | FUJITSU | 830 | FUJITSU WSYK160DG9-WOYK112LCTA | Air to water SPLIT TYPE High Power Series heat pump | COMPARE | 4.30 | 11.00
170 | DAIKIN | 710 | DAIKIN EWYQ011ACV3 | Daikin air cooled inverter heat pump for heating and cooling. | COMPARE | 4.30 | 13.80 | 11 | 3.41
171 | DAIKIN | 697 | DAIKIN ERLQ014CW1/EHBX16CB9W | Daikin split wall type low-temperature heat pump for cooling heating and domestic hot water. | COMPARE | 4.30 | 14.50 | 13 | 3.83
172 | DAIKIN | 696 | DAIKIN ERLQ014CW1/EHBX16CB3V | Daikin split wall type low-temperature heat pump for cooling heating and domestic hot water. | COMPARE | 4.30 | 14.50 | 13 | 3.83
173 | DAIKIN | 693 | DAIKIN ERLQ014CV3/EHBX16CB9W | Daikin split wall type low-temperature heat pump for cooling heating and domestic hot water. | COMPARE | 4.30 | 14.50 | 13 | 3.83
174 | DAIKIN | 692 | DAIKIN ERLQ014CV3/EHBX16CB3V | Daikin split wall type low-temperature heat pump for cooling heating and domestic hot water. | COMPARE | 4.30 | 14.50 | 13 | 3.83
175 | DAIKIN | 684 | DAIKIN ERLQ014CW1/EHBH16CB9W | Daikin split wall type low-temperature heat pump for heating and domestic hot water. | COMPARE | 4.30 | 14.50 |  | 3.83
176 | DAIKIN | 683 | DAIKIN ERLQ014CW1/EHBH16CB3V | Daikin split wall type low-temperature heat pump for heating and domestic hot water. | COMPARE | 4.30 | 14.50 |  | 3.83
177 | DAIKIN | 680 | DAIKIN ERLQ014CV3/EHBH16CB9W | Daikin split wall type low-temperature heat pump for heating and domestic hot water. | COMPARE | 4.30 | 14.50 |  | 3.83
178 | DAIKIN | 679 | DAIKIN ERLQ014CV3/EHBH16CB3V | Daikin split wall type low-temperature heat pump for heating and domestic hot water. | COMPARE | 4.30 | 14.50 |  | 3.83
179 | DAIKIN | 638 | DAIKIN ERLQ014CW1/EHVX16S26CB9W | Daikin split type low-temperature integrated heat pump for cooling, heating and domestic hot water. | COMPARE | 4.30 | 14.50 | 13 | 3.83
180 | DAIKIN | 637 | DAIKIN ERLQ014CW1/EHVX16S18CB3V | Daikin split type low-temperature integrated heat pump for cooling, heating and domestic hot water. | COMPARE | 4.30 | 14.50 | 13 | 3.83
181 | DAIKIN | 634 | DAIKIN ERLQ014CV3/EHVX16S26CB9W | Daikin split type low-temperature integrated heat pump for cooling, heating and domestic hot water. | COMPARE | 4.30 | 14.50 | 13 | 3.83
182 | DAIKIN | 633 | DAIKIN ERLQ014CV3/EHVX16S18CB3V | Daikin split type low-temperature integrated heat pump for cooling, heating and domestic hot water. | COMPARE | 4.30 | 14.50 | 13 | 3.83
183 | DAIKIN | 625 | DAIKIN ERLQ014CW1/EHVH16S26CB9W | Daikin split type low-temperature integrated heat pump for heating and domestic hot water. | COMPARE | 4.30 | 14.50 |  | 3.83
184 | DAIKIN | 624 | DAIKIN ERLQ014CW1/EHVH16S18CB3V | Daikin split type low-temperature integrated heat pump for heating and domestic hot water. | COMPARE | 4.30 | 14.50 |  | 3.83
185 | DAIKIN | 621 | DAIKIN ERLQ014CV3/EHVH16S26CB9W | Daikin split type low-temperature integrated heat pump for heating and domestic hot water. | COMPARE | 4.30 | 14.50 |  | 3.83
186 | DAIKIN | 620 | DAIKIN ERLQ014CV3/EHVH16S18CB3V | Daikin split type low-temperature integrated heat pump for heating and domestic hot water. | COMPARE | 4.30 | 14.50 |  | 3.83
187 | VAILLANT | 27817 | VAM 8-040 W204 | Klima uređaj sa inverterskom tehnologijom - multi split | COMPARE | 4.31 | 5.42 | 4
188 | AERMEC S.P.A. | 26287 | AERMEC NXW550H | Heat pump water/ground to water | COMPARE | 4.31 | 127.60 | 114 | 4.93
189 | AERMEC S.P.A. | 26286 | AERMEC NXW500H | Heat pump water/ground to water | COMPARE | 4.31 | 118.60 | 106 | 4.93
190 | KRONOTERM | 18478 | KRONOTERM WPG-21-2 HT | Heat pump brine to water | COMPARE | 4.31 | 14.88 | 17 | 4.75
191 | RUIDONG | 10478 | RUIDONG RLSW60 | Ruidong Water source heat pump | COMPARE | 4.31 | 63.00 | 62
192 | DAIKIN | 10326 | DAIKIN EWYQ011ACW1 | Air cooled inverter heat pump for heating and cooling. | COMPARE | 4.31 | 13.20 | 11 | 3.41
193 | DAIKIN | 10319 | DAIKIN EDLQ011BB6W1 | Monobloc low-temperature heat pump for heating and domestic hot water. | COMPARE | 4.31 | 11.20 | 10 | 3.30
194 | DAIKIN | 10315 | DAIKIN EBLQ011BB6W1 | Monobloc low-temperature heat pump for cooling, heating and domestic hot water. | COMPARE | 4.31 | 11.20 | 10 | 3.30
195 | RUIDONG | 4910 | RUIDONG RLSW60 | Ruidong geotermalna toplotna pumpa voda-voda | COMPARE | 4.31 | 63.00 | 62
196 | RUIDONG | 3079 | RUIDONG RLSW60 | Ruidong Water source heat pump | COMPARE | 4.31 | 63.00 | 62
197 | DAIKIN | 711 | DAIKIN EWYQ011ACW1 | Daikin air cooled inverter heat pump for heating and cooling. | COMPARE | 4.31 | 13.20 | 11 | 3.41
198 | DAIKIN | 704 | DAIKIN EDLQ011BB6W1 | Daikin monobloc low-temperature heat pump for heating and domestic hot water. | COMPARE | 4.31 | 11.20 | 10 | 3.30
199 | DAIKIN | 700 | DAIKIN EBLQ011BB6W1 | Daikin monobloc low-temperature heat pump for cooling, heating and domestic hot water. | COMPARE | 4.31 | 11.20 | 10 | 3.30
200 | GREE | 29114 | VERSATI II GRS-CQ10PD/NAC-K | Heat pump MONOBLOC TYPE air to water | COMPARE | 4.32 | 9.50 | 10
201 | AERMEC S.P.A. | 26276 | AERMEC HSI80C+HSI80E | Heat pump SPLIT TYPE air to water | COMPARE | 4.32 | 8.00 | 8 | 4.07
202 | LG | 22301 | LG HU123.U33/HN1616T.NB0 | THERMA V is LG’s Air to Water Heat Pump system, especially designed for new and renovated housings. It is an in-house design by LG’s advanced heating technology consuming less energy. THERMA V can be used as a multi-purpose heating Solution ranging from f | COMPARE | 4.32 | 12.00 | 10 | 4.20
203 | LG | 22300 | LG HU121.U33/HN1616T.NB0 | THERMA V is LG’s Air to Water Heat Pump system, especially designed for new and renovated housings. It is an in-house design by LG’s advanced heating technology consuming less energy. THERMA V can be used as a multi-purpose heating Solution ranging from f | COMPARE | 4.32 | 12.00 | 10 | 4.20
204 | KRONOTERM | 18477 | KRONOTERM WPG-18-2 HT | Heat pump brine to water | COMPARE | 4.32 | 13.22 | 15 | 4.78
205 | KRONOTERM | 18459 | KRONOTERM WPL-11-K1 NT | Heat pump COMPACT TYPE air to water | COMPARE | 4.32 | 12.30 | 9 | 3.92
206 | AERMEC S.P.A. | 26285 | AERMEC WRL650H | Heat pump water/ground to water | COMPARE | 4.33 | 184.00 | 157 | 4.80
207 | KRONOTERM | 18476 | KRONOTERM WPG-15-K2 HT | Heat pump brine to water | COMPARE | 4.34 | 10.76 | 13 | 4.79
208 | KRONOTERM | 18475 | KRONOTERM WPG-15-2 HT | Heat pump brine to water | COMPARE | 4.34 | 10.76 | 13 | 4.79
209 | CIAT | 32572 | CIAT EREBA HE 15HT | reversible heat pump equipped with DC inverter technology | COMPARE | 4.35 | 15.00 | 13 | 4.35
210 | GREE | 29126 | VERSATI III GRS16.0PD/NHG-M | Heat pump MONOBLOC TYPE air to water | COMPARE | 4.35 | 15.50 | 15
211 | GREE | 29121 | VERSATI III GRS14.0PD/NHG-K | Heat pump MONOBLOC TYPE air to water | COMPARE | 4.35 | 14.00 | 13
212 | FUJITSU | 27814 | FUJITSU ASYG07LLCE/AOYG07LLCE | Air Conditioners/Split sistem | COMPARE | 4.35 | 2.70 | 3
213 | FUJITSU | 27780 | FUJITSU ASYG07LLCE/AOYG07LLCE | Air Conditioners/Split sistem | COMPARE | 4.35 | 2.70 | 3
214 | SPRSUN | 26626 | HEAT PUMP CGK/C-72 | Heat pump monobloc air to water | COMPARE | 4.35 | 65.00 | 55 | 3.48
215 | SPRSUN | 26625 | HEAT PUMP CGK/C-36 | Heat pump monobloc air to water | COMPARE | 4.35 | 32.00 | 28 | 3.48
216 | SPRSUN | 26624 | HEAT PUMP CGK/C-26 | Heat pump monobloc air to water | COMPARE | 4.35 | 22.00 | 17 | 3.48
217 | SPRSUN | 26623 | HEAT PUMP CGK/C-18 | Heat pump monobloc air to water | COMPARE | 4.35 | 17.50 | 14 | 3.48
218 | SPRSUN | 26622 | HEAT PUMP CGK/C-12 | Heat pump monobloc air to water | COMPARE | 4.35 | 12.00 | 10 | 3.48
219 | DAIKIN | 10324 | DAIKIN EGSQH10S18A9W | Gorund source heat pump for heating and domestic hot water. | COMPARE | 4.35 | 10.20
220 | DAIKIN | 709 | DAIKIN EGSQH10S18A9W | Daikin gorund source heat pump for heating and domestic hot water. | COMPARE | 4.35 | 10.20
221 | CTC | 32190 | CTC ECOPART 435 PRO, 400 V 3N | Heat pump ground to water / water to water | COMPARE | 4.36 | 35.00 |  | 4.70
222 | CTC | 32189 | CTC ECOPART 435, 400 V 3N | Heat pump ground to water / water to water | COMPARE | 4.36 | 35.00 |  | 4.70
223 | DAIKIN | 27795 | DAIKIN FVXG25K/RXG25L3 | Split floor-standing air conditioner for heating and cooling. | COMPARE | 4.36 | 3.50 | 3
224 | DAIKIN | 27761 | DAIKIN FVXG25K/RXG25L3 | Split podni klima uređaj za grijanje, hlađenje i pročišćavanje zraka. | COMPARE | 4.36 | 3.50 | 3
225 | LAFAT KOMERC | 30729 | HEAT PUMP LAFAT 5,5 ECO | Heat pump air to water | COMPARE | 4.37 | 6.40 | 5 | 4.05
226 | ÖZEL SERGUN GÜNISI LTD. ŞTI | 26760 | ECOCYCLE SZ 16 AIR/WATER HEAT PUMP - MONOBLOC | Air heat pump | COMPARE | 4.37 | 16.20 | 12 | 3.57
227 | AERMEC S.P.A. | 26283 | AERMEC WRL550H | Heat pump water/ground to water | COMPARE | 4.37 | 144.00 | 120 | 4.85
228 | FUJITSU | 32895 | FUJITSU ASYG09LMCE/AOYG09LMCE | Air to Ait Standard Range | COMPARE | 4.38 | 3.20 | 3 | 4.10
229 | FUJITSU | 27813 | FUJITSU ASYG09LMCE/AOYG09LMCE | Air Conditioners/Split sistem | COMPARE | 4.38 | 3.20 | 3
230 | FUJITSU | 27812 | FUJITSU ASYG07LMCE/AOYG07LMCE | Air Conditioners/Split sistem | COMPARE | 4.38 | 3.00 | 2
231 | FUJITSU | 27779 | FUJITSU ASYG09LMCE/AOYG09LMCE | Air Conditioners/Split sistem | COMPARE | 4.38 | 3.20 | 3
232 | FUJITSU | 27778 | FUJITSU ASYG07LMCE/AOYG07LMCE | Air Conditioners/Split sistem | COMPARE | 4.38 | 3.00 | 2
233 | VAILLANT | 26274 | VAILLANT AROTHERM SPLIT VWL 105/5 AS 400V | Heat pump SPLIT TYPE air to water | COMPARE | 4.38 | 9.80 | 13 | 4.70
234 | VAILLANT | 26272 | VAILLANT AROTHERM SPLIT VWL 105/5 AS 230V | Heat pump SPLIT TYPE air to water | COMPARE | 4.38 | 9.80 | 13 | 4.70
235 | RUIDONG | 10476 | RUIDONG RLSW30 | Ruidong Water source heat pump | COMPARE | 4.38 | 32.00 | 31
236 | DAIKIN | 10320 | DAIKIN EDLQ011BB6V3 | Monobloc low-temperature heat pump for heating and domestic hot water. | COMPARE | 4.38 | 11.20 | 10 | 3.30
237 | DAIKIN | 10316 | DAIKIN EBLQ011BB6V3 | Monobloc low-temperature heat pump for cooling, heating and domestic hot water. | COMPARE | 4.38 | 11.20 | 10 | 3.30
238 | DAIKIN | 10286 | DAIKIN ERLQ011CW1/EHSXB16P50B | Split type low-temperature compact heat pump for bivalent heating, cooling and domestic hot water with solar support. | COMPARE | 4.38 | 11.80 | 12
239 | DAIKIN | 10285 | DAIKIN ERLQ011CV3/EHSXB16P50B | Split type low-temperature compact heat pump for bivalent heating, cooling and domestic hot water with solar support. | COMPARE | 4.38 | 11.80 | 12
240 | DAIKIN | 10279 | DAIKIN ERLQ011CW1/EHSX16P50B | Split type low-temperature compact heat pump for cooling, heating and domestic hot water with solar support. | COMPARE | 4.38 | 11.80 | 12
241 | DAIKIN | 10278 | DAIKIN ERLQ011CV3/EHSX16P50B | Split type low-temperature compact heat pump for cooling, heating and domestic hot water with solar support. | COMPARE | 4.38 | 11.80 | 12
242 | DAIKIN | 10272 | DAIKIN ERLQ011CW1/EHSHB16P50B | Split type low-temperature compact heat pump for bivalent heating and domestic hot water with solar support. | COMPARE | 4.38 | 11.80
243 | DAIKIN | 10271 | DAIKIN ERLQ011CV3/EHSHB16P50B | Split type low-temperature compact heat pump for bivalent heating and domestic hot water with solar support. | COMPARE | 4.38 | 11.80
244 | DAIKIN | 10265 | DAIKIN ERLQ011CW1/EHSH16P50B | Split type low-temperature compact heat pump for heating and domestic hot water with solar support. | COMPARE | 4.38 | 11.80
245 | DAIKIN | 10264 | DAIKIN ERLQ011CV3/EHSH16P50B | Split type low-temperature compact heat pump for heating and domestic hot water with solar support. | COMPARE | 4.38 | 11.80
246 | RUIDONG | 4908 | RUIDONG RLSW30 | Ruidong geotermalna toplotna pumpa voda-voda | COMPARE | 4.38 | 32.00 | 31
247 | RUIDONG | 3077 | RUIDONG RLSW30 | Ruidong Water source heat pump | COMPARE | 4.38 | 32.00 | 31
248 | DAIKIN | 705 | DAIKIN EDLQ011BB6V3 | Daikin monobloc low-temperature heat pump for heating and domestic hot water. | COMPARE | 4.38 | 11.20 | 10 | 3.30
249 | DAIKIN | 701 | DAIKIN EBLQ011BB6V3 | Daikin monobloc low-temperature heat pump for cooling, heating and domestic hot water. | COMPARE | 4.38 | 11.20 | 10 | 3.30
250 | DAIKIN | 671 | DAIKIN ERLQ011CW1/EHSXB16P50B | Daikin split type low-temperature compact heat pump for bivalent heating, cooling and domestic hot water with solar support. | COMPARE | 4.38 | 11.80 | 12
251 | DAIKIN | 670 | DAIKIN ERLQ011CV3/EHSXB16P50B | Daikin split type low-temperature compact heat pump for bivalent heating, cooling and domestic hot water with solar support. | COMPARE | 4.38 | 11.80 | 12
252 | DAIKIN | 664 | DAIKIN ERLQ011CW1/EHSX16P50B | Daikin split type low-temperature compact heat pump for cooling, heating and domestic hot water with solar support. | COMPARE | 4.38 | 11.80 | 12
253 | DAIKIN | 663 | DAIKIN ERLQ011CV3/EHSX16P50B | Daikin split type low-temperature compact heat pump for cooling, heating and domestic hot water with solar support. | COMPARE | 4.38 | 11.80 | 12
254 | DAIKIN | 657 | DAIKIN ERLQ011CW1/EHSHB16P50B | Daikin split type low-temperature compact heat pump for bivalent heating and domestic hot water with solar support. | COMPARE | 4.38 | 11.80
255 | DAIKIN | 656 | DAIKIN ERLQ011CV3/EHSHB16P50B | Daikin split type low-temperature compact heat pump for bivalent heating and domestic hot water with solar support. | COMPARE | 4.38 | 11.80
256 | DAIKIN | 650 | DAIKIN ERLQ011CW1/EHSH16P50B | Daikin split type low-temperature compact heat pump for heating and domestic hot water with solar support. | COMPARE | 4.38 | 11.80
257 | DAIKIN | 649 | DAIKIN ERLQ011CV3/EHSH16P50B | Daikin split type low-temperature compact heat pump for heating and domestic hot water with solar support. | COMPARE | 4.38 | 11.80
258 | THERMOFLUX | 32543 | THERMOFLUX TF19 EVI 380 | Heat pump SPLIT TYPE air to water | COMPARE | 4.39 | 18.90 | 16
259 | THERMOFLUX | 32542 | THERMOFLUX TF19 EVI 230 | Heat pump SPLIT TYPE air to water | COMPARE | 4.39 | 18.80 | 16
260 | THERMOFLUX | 32534 | THERMOFLUX TF19 DC 230 | Heat pump MONOBOCK air to water | COMPARE | 4.39 | 18.50 | 17
261 | RUIDONG | 10484 | RUIDONG RLSW240 | Ruidong Water source heat pump | COMPARE | 4.39 | 261.00 | 246 | 0.00
262 | RUIDONG | 10482 | RUIDONG RLSW160 | Ruidong Water source heat pump | COMPARE | 4.39 | 174.00 | 164 | 0.00
263 | RUIDONG | 4916 | RUIDONG RLSW240 | Ruidong geotermalna toplotna pumpa voda-voda | COMPARE | 4.39 | 261.00 | 246
264 | RUIDONG | 4914 | RUIDONG RLSW160 | Ruidong geotermalna toplotna pumpa voda-voda | COMPARE | 4.39 | 174.00 | 164
265 | RUIDONG | 3085 | RUIDONG RLSW240 | Ruidong Water source heat pump | COMPARE | 4.39 | 261.00 | 246
266 | RUIDONG | 3083 | RUIDONG RLSW160 | Ruidong Water source heat pump | COMPARE | 4.39 | 174.00 | 164
267 | FUJITSU | 32893 | FUJITSU ASYG12LTCA/AOYG12LTC | Air to Air Designer Range | COMPARE | 4.40 | 4.00 | 4 | 4.60
268 | FUJITSU | 32892 | FUJITSU ASYG12KGTB/AOYG12KGCA | Air to Air Designer Range | COMPARE | 4.40 | 4.00 | 3 | 5.10
269 | CIAT | 32567 | CIAT EREBA HE 5H | reversible heat pump equipped with DC inverter technology | COMPARE | 4.40 | 5.10 | 4 | 4.73
270 | CTC | 32170 | CTC ECOAIR 420, 400V 3N | CTC toplotna pumpa zrak/voda | COMPARE | 4.40 | 20.00 |  | 4.40
271 | MITSUBISHI ELECTRIC | 29130 | POWER INVERTER PUHZ-SW75VHA | Heat pump SPLIT TYPE air to water | COMPARE | 4.40 | 8.00 | 7
272 | GREE | 29111 | VERSATI II GRS10PD/NAE-K | Heat pump SPLIT TYPE air to water | COMPARE | 4.40 | 10.00 | 8
273 | FUJITSU | 27808 | FUJITSU ASYG12LTCA/AOYG12LTC | Air Conditioners/Split sistem | COMPARE | 4.40 | 4.00 | 4
274 | DAIKIN | 27804 | DAIKIN FCAHG125F/RZAG125LV1 | Sky Air Round-flow cassette air conditioner for heating and cooling. | COMPARE | 4.40 | 13.50 | 12
275 | DAIKIN | 27801 | DAIKIN FCQHG125F/RZQG125L8Y1 | Sky Air Round-flow cassette air conditioner for heating and cooling. | COMPARE | 4.40 | 13.50 | 12
276 | DAIKIN | 27798 | DAIKIN FCQHG125F/RZQG125L9V1 | Sky Air Round-flow cassette air conditioner for heating and cooling. | COMPARE | 4.40 | 13.50 | 12
277 | FUJITSU | 27774 | FUJITSU ASYG12LTCA/AOYG12LTC | Air Conditioners/Split sistem | COMPARE | 4.40 | 4.00 | 4
278 | DAIKIN | 27770 | DAIKIN FCAHG125F/RZAG125LV1 | Sky Air kružna kazetna jedinica za grijanje i hlađenje. | COMPARE | 4.40 | 13.50 | 12
279 | DAIKIN | 27767 | DAIKIN FCQHG125F/RZQG125L8Y1 | Sky Air kružna kazetna jedinica za grijanje i hlađenje. | COMPARE | 4.40 | 13.50 | 12
280 | DAIKIN | 27764 | DAIKIN FCQHG125F/RZQG125L9V1 | Sky Air kružna kazetna jedinica za grijanje i hlađenje. | COMPARE | 4.40 | 13.50 | 12
281 | LG | 22295 | LG HU091.U43/HN1616.NK3 | THERMA V is LG’s Air to Water Heat Pump system, especially designed for new and renovated housings. It is an in-house design by LG’s advanced heating technology consuming less energy. THERMA V can be used as a multi-purpose heating Solution ranging from f | COMPARE | 4.40 | 9.00 | 9 | 4.34
282 | LG | 22292 | LG HM163M.U33 | THERMA V is LG’s Air to Water Heat Pump system, especially designed for new and renovated housings. It is an in-house design by LG’s advanced heating technology consuming less energy. THERMA V can be used as a multi-purpose heating Solution ranging from f | COMPARE | 4.40 | 16.00 | 16 | 4.45
283 | LG | 22289 | LG HM161M.U33 | THERMA V is LG’s Air to Water Heat Pump system, especially designed for new and renovated housings. It is an in-house design by LG’s advanced heating technology consuming less energy. THERMA V can be used as a multi-purpose heating Solution ranging from f | COMPARE | 4.40 | 16.00 | 16 | 4.45
284 | KRONOTERM | 18462 | KRONOTERM WPL-18-K1 HT | Heat pump COMPACT TYPE air to water | COMPARE | 4.40 | 19.60 | 14 | 3.98
285 | KRONOTERM | 18455 | KRONOTERM WPLV-09-S1 NT | Heat pump SPLIT TYPE air to water | COMPARE | 4.40 | 6.70 | 6 | 4.31
286 | VAILLANT | 10572 | VAILLANT GEOTHERM VWS 300/3 | Heat pump SPLIT TYPE earth to water | COMPARE | 4.40 | 31.00
287 | VAILLANT | 10555 | VAILLANT FLEXOCOMPACT VWF 88/4 230V | Heat pump SPLIT TYPE earth to water with integrated storage tank | COMPARE | 4.40 | 8.40 | 10
288 | VAILLANT | 10552 | VAILLANT FLEXOTHERM VWF 87/4 230V | Heat pump SPLIT TYPE earth to water | COMPARE | 4.40 | 8.40 | 10
289 | VAILLANT | 10533 | VAILLANT FLEXOTHERM VWF 197/4 | Heat pump SPLIT TYPE air to water | COMPARE | 4.40 | 19.80 | 22
290 | MITSUBISHI ELECTRIC | 10516 | MITSUBISHI ELECTRIC PUHZ-SW75VHA+ERST20D-VM2C | Air to water SPLIT TYPE POWER INVERTER Series heat pump with HSW | COMPARE | 4.40 | 8.00 | 7 | 3.97
291 | MITSUBISHI ELECTRIC | 10515 | MITSUBISHI ELECTRIC PUHZ-SW75VHA+ERSD-VM2C | Air to water SPLIT TYPE POWER INVERTER Series heat pump | COMPARE | 4.40 | 8.00 | 7 | 3.97
292 | RUIDONG | 10483 | RUIDONG RLSW200 | Ruidong Water source heat pump | COMPARE | 4.40 | 218.00 | 205 | 0.00
293 | RUIDONG | 10479 | RUIDONG RLSW80 | Ruidong Water source heat pump | COMPARE | 4.40 | 87.00 | 82
294 | MITSUBISHI ELECTRIC | 4960 | MITSUBISHI ELECTRIC PUHZ-SW75VHA+ERST20D-VM2C | Mitsubishi Electric toplotna pumpa zrak/voda, split-sistem, Power Inverter serija | COMPARE | 4.40 | 8.00 | 7 | 3.97
295 | MITSUBISHI ELECTRIC | 4959 | MITSUBISHI ELECTRIC PUHZ-SW75VHA+ERSD-VM2C | Mitsubishi Electric toplotna pumpa zrak/voda, split-sistem, Power Inverter serija sa PTV-om | COMPARE | 4.40 | 8.00 | 7 | 3.97
296 | RUIDONG | 4915 | RUIDONG RLSW200 | Ruidong geotermalna toplotna pumpa voda-voda | COMPARE | 4.40 | 218.00 | 205
297 | RUIDONG | 4911 | RUIDONG RLSW80 | Ruidong geotermalna toplotna pumpa voda-voda | COMPARE | 4.40 | 87.00 | 82
298 | MITSUBISHI ELECTRIC | 3129 | MITSUBISHI ELECTRIC PUHZ-SW75VHA+ERST20D-VM2C | Air to water SPLIT TYPE POWER INVERTER Series heat pump with HSW | COMPARE | 4.40 | 8.00 | 7
299 | MITSUBISHI ELECTRIC | 3128 | MITSUBISHI ELECTRIC PUHZ-SW75VHA+ERSD-VM2C | Air to water SPLIT TYPE POWER INVERTER Series heat pump | COMPARE | 4.40 | 8.00 | 7
300 | RUIDONG | 3084 | RUIDONG RLSW200 | Ruidong Water source heat pump | COMPARE | 4.40 | 218.00 | 205
301 | RUIDONG | 3080 | RUIDONG RLSW80 | Ruidong Water source heat pump | COMPARE | 4.40 | 87.00 | 82
302 | VAILLANT | 876 | VAILLANT GEOTHERM VWS 300/3 | Heat pump SPLIT TYPE earth to water | COMPARE | 4.40 | 31.00
303 | VAILLANT | 859 | VAILLANT FLEXOCOMPACT VWF 88/4 230V | Heat pump SPLIT TYPE earth to water with integrated storage tank | COMPARE | 4.40 | 8.40 | 10
304 | VAILLANT | 856 | VAILLANT FLEXOTHERM VWF 87/4 230V | Heat pump SPLIT TYPE earth to water | COMPARE | 4.40 | 8.40 | 10
305 | VAILLANT | 837 | VAILLANT FLEXOTHERM VWF 197/4 | Heat pump SPLIT TYPE air to water | COMPARE | 4.40 | 19.80 | 22
306 | LG | 22299 | LG HU143.U33/HN1639.NK3 | THERMA V is LG’s Air to Water Heat Pump system, especially designed for new and renovated housings. It is an in-house design by LG’s advanced heating technology consuming less energy. THERMA V can be used as a multi-purpose heating Solution ranging from f | COMPARE | 4.41 | 14.00 | 12 | 4.45
307 | LG | 22297 | LG HU141.U33/HN1616.NK3 | THERMA V is LG’s Air to Water Heat Pump system, especially designed for new and renovated housings. It is an in-house design by LG’s advanced heating technology consuming less energy. THERMA V can be used as a multi-purpose heating Solution ranging from f | COMPARE | 4.41 | 14.00 | 12 | 4.45
308 | RUIDONG | 10481 | RUIDONG RLSW120 | Ruidong Water source heat pump | COMPARE | 4.41 | 131.00 | 123 | 0.00
309 | RUIDONG | 10473 | RUIDONG RLSW14 | Ruidong Water source heat pump | COMPARE | 4.41 | 15.00 | 14
310 | RUIDONG | 4913 | RUIDONG RLSW120 | Ruidong geotermalna toplotna pumpa voda-voda | COMPARE | 4.41 | 131.00 | 123
311 | RUIDONG | 4905 | RUIDONG RLSW14 | Ruidong geotermalna toplotna pumpa voda-voda | COMPARE | 4.41 | 15.00 | 14
312 | RUIDONG | 3082 | RUIDONG RLSW120 | Ruidong Water source heat pump | COMPARE | 4.41 | 131.00 | 123
313 | RUIDONG | 3074 | RUIDONG RLSW14 | Ruidong Water source heat pump | COMPARE | 4.41 | 15.00 | 14
314 | LG | 33065 | LG THERMA V HM051M.U42 | Heat pump MONOBLOC air to water | COMPARE | 4.42 | 5.00 | 5
315 | CENTROMETAL | 32554 | SHPO12RL24CM + SHPI160RL24CM | Heat pump SPLIT Type air to water | COMPARE | 4.42 | 12.10 | 12 | 4.46
316 | THERMOFLUX | 32537 | THERMOFLUX TF32 DC 380 | Heat pump MONOBOCK air to water | COMPARE | 4.42 | 32.00 | 29
317 | THERMOFLUX | 32535 | THERMOFLUX TF19 DC 380 | Heat pump MONOBOCK air to water | COMPARE | 4.42 | 18.60 | 17
318 | DAIKIN | 27794 | DAIKIN FVXM25F/RXM25M9 | Split floor-standing air conditioner for heating and cooling. | COMPARE | 4.42 | 3.40 | 3
319 | DAIKIN | 27760 | DAIKIN FVXM25F/RXM25M9 | Split podni klima uređaj za grijanje, hlađenje i pročišćavanje zraka. | COMPARE | 4.42 | 3.40 | 3
320 | AERMEC S.P.A. | 26279 | AERMEC NRK0090H | Heat pump air to water | COMPARE | 4.42 | 20.20 | 24 | 3.70
321 | KRONOTERM | 18474 | KRONOTERM WPG-10-K2 HT | Heat pump brine to water | COMPARE | 4.42 | 7.28 | 10 | 4.79
322 | KRONOTERM | 18473 | KRONOTERM WPG-10-2 HT | Heat pump brine to water | COMPARE | 4.42 | 7.28 | 10 | 4.79
323 | FUJITSU | 32896 | FUJITSU AGYG09LVCA/AOYG09LVCA | Air to Air Compact & Comfort | COMPARE | 4.43 | 3.50 | 3 | 4.20
324 | FUJITSU | 27815 | FUJITSU AGYG09LVCA/AOYG09LVCA | Air Conditioners/Split sistem | COMPARE | 4.43 | 3.50 | 3
325 | FUJITSU | 27781 | FUJITSU AGYG09LVCA/AOYG09LVCA | Air Conditioners/Split sistem | COMPARE | 4.43 | 3.50 | 3
326 | LG | 33069 | LG THERMA V HM143M.U32 | Heat pump MONOBLOC air to water | COMPARE | 4.44 | 14.00 | 16
327 | LG | 33067 | LG THERMA V HM141M.U32 | Heat pump MONOBLOC air to water | COMPARE | 4.44 | 14.00 | 16
328 | TOSHIBA | 29196 | TOSHIBA HWS-1405H8-E / HWS-1405XWHT9-E | Toshiba toplotna pumpa zrak-voda | COMPARE | 4.44 | 14.00 | 11 | 4.50
329 | AERMEC S.P.A. | 26284 | AERMEC WRL600H | Heat pump water/ground to water | COMPARE | 4.44 | 165.00 | 140 | 4.93
330 | RUIDONG | 10477 | RUIDONG RLSW40 | Ruidong Water source heat pump | COMPARE | 4.44 | 44.00 | 41
331 | RUIDONG | 4909 | RUIDONG RLSW40 | Ruidong geotermalna toplotna pumpa voda-voda | COMPARE | 4.44 | 44.00 | 41
332 | RUIDONG | 3078 | RUIDONG RLSW40 | Ruidong Water source heat pump | COMPARE | 4.44 | 44.00 | 41
333 | THERMOFLUX | 32558 | THERMOFLUX TF13 DC 230 | Heat pump MONOBLOCK air to water | COMPARE | 4.45 | 12.50 | 11
334 | THERMOFLUX | 32538 | THERMOFLUX TF10 EVI 230 | Heat pump SPLIT TYPE air to water | COMPARE | 4.45 | 9.60 | 8
335 | THERMOFLUX | 32529 | THERMOFLUX TF10 DC 230 | Heat pump MONOBOCK air to water | COMPARE | 4.45 | 9.50 | 9
336 | MITSUBISHI ELECTRIC | 29129 | POWER INVERTER PUHZ-SW100V/YKA | Heat pump SPLIT TYPE air to water | COMPARE | 4.45 | 11.20 | 9
337 | MITSUBISHI ELECTRIC | 10520 | MITSUBISHI ELECTRIC PUHZ-SW100YHA+ERST20C-VM2C | Air to water SPLIT TYPE POWER INVERTER Series heat pump with HSW | COMPARE | 4.45 | 11.20 | 10 | 4.23
338 | MITSUBISHI ELECTRIC | 10519 | MITSUBISHI ELECTRIC PUHZ-SW100VHA+ERST20C-VM2C | Air to water SPLIT TYPE POWER INVERTER Series heat pump with HSW | COMPARE | 4.45 | 11.20 | 10 | 4.23
339 | MITSUBISHI ELECTRIC | 10518 | MITSUBISHI ELECTRIC PUHZ-SW100YHA+ERSC-VM2C | Air to water SPLIT TYPE POWER INVERTER Series heat pump | COMPARE | 4.45 | 11.20 | 10 | 4.23
340 | MITSUBISHI ELECTRIC | 10517 | MITSUBISHI ELECTRIC PUHZ-SW100VHA+ERSC-VM2C | Air to water SPLIT TYPE POWER INVERTER Series heat pump | COMPARE | 4.45 | 11.20 | 10 | 4.23
341 | DAIKIN | 10327 | DAIKIN EWWP014KBW1N | Water cooled heat pump for heating and cooling. | COMPARE | 4.45 | 16.70 | 13 | 3.49
342 | DAIKIN | 10323 | DAIKIN EVLQ08CV3/EHYHBH08AV3 | Hybrid heat pump for cooling, heating and domestic hot water. | COMPARE | 4.45 | 7.40 | 5
343 | DAIKIN | 10322 | DAIKIN EVLQ08CV3/EHYHBH08AV32 | Hybrid heat pump for heating and domestic hot water. | COMPARE | 4.45 | 7.40
344 | DAIKIN | 10304 | DAIKIN ERLQ008CV3/EHBX08CB9W | Split wall type low-temperature heat pump for cooling heating and domestic hot water. | COMPARE | 4.45 | 7.40 | 5 | 4.34
345 | DAIKIN | 10303 | DAIKIN ERLQ008CV3/EHBX08CB3V | Split wall type low-temperature heat pump for cooling heating and domestic hot water. | COMPARE | 4.45 | 7.40 | 5 | 4.34
346 | DAIKIN | 10291 | DAIKIN ERLQ008CV3/EHBH08CB9W | Split wall type low-temperature heat pump for heating and domestic hot water. | COMPARE | 4.45 | 7.40 |  | 4.34
347 | DAIKIN | 10290 | DAIKIN ERLQ008CV3/EHBH08CB3V | Split wall type low-temperature heat pump for heating and domestic hot water. | COMPARE | 4.45 | 7.40 |  | 4.34
348 | DAIKIN | 10256 | DAIKIN ERLQ008CV3/EHVH08S18CB3V | Split type low-temperature integrated heat pump for two-zone heating and domestic hot water. | COMPARE | 4.45 | 7.40
349 | DAIKIN | 10245 | DAIKIN ERLQ008CV3/EHVX08S26CB9W | Split type low-temperature integrated heat pump | COMPARE | 4.45 | 7.40 | 5 | 4.34
350 | DAIKIN | 10244 | DAIKIN ERLQ008CV3/EHVX08S18CB3V | Split type low-temperature integrated heat pump | COMPARE | 4.45 | 7.40 | 5 | 4.34
351 | DAIKIN | 10232 | DAIKIN ERLQ008CV3/EHVH08S26CB9W | Split type low-temperature integrated heat pump | COMPARE | 4.45 | 7.40 |  | 4.34
352 | DAIKIN | 10231 | DAIKIN ERLQ008CV3/EHVH08S18CB3V | Split type low-temperature integrated heat pump | COMPARE | 4.45 | 7.40 |  | 4.34
353 | MITSUBISHI ELECTRIC | 4964 | MITSUBISHI ELECTRIC PUHZ-SW100YHA+ERST20C-VM2C | Air to water SPLIT TYPE POWER INVERTER Series heat pump with HSW | COMPARE | 4.45 | 11.20 | 10 | 4.23
354 | MITSUBISHI ELECTRIC | 4963 | MITSUBISHI ELECTRIC PUHZ-SW100VHA+ERST20C-VM2C | Mitsubishi Electric toplotna pumpa zrak/voda, split-sistem, Power Inverter serija sa PTV-om | COMPARE | 4.45 | 11.20 | 10 | 4.23
355 | MITSUBISHI ELECTRIC | 4962 | MITSUBISHI ELECTRIC PUHZ-SW100YHA+ERSC-VM2C | Mitsubishi Electric toplotna pumpa zrak/voda, split-sistem, Power Inverter serija sa PTV-om | COMPARE | 4.45 | 11.20 | 10 | 4.23
356 | MITSUBISHI ELECTRIC | 4961 | MITSUBISHI ELECTRIC PUHZ-SW100VHA+ERSC-VM2C | Mitsubishi Electric toplotna pumpa zrak/voda, split-sistem, Power Inverter serija | COMPARE | 4.45 | 11.20 | 10 | 4.23
357 | MITSUBISHI ELECTRIC | 3133 | MITSUBISHI ELECTRIC PUHZ-SW100YHA+ERST20C-VM2C | Air to water SPLIT TYPE POWER INVERTER Series heat pump with HSW | COMPARE | 4.45 | 11.20 | 10
358 | MITSUBISHI ELECTRIC | 3132 | MITSUBISHI ELECTRIC PUHZ-SW100VHA+ERST20C-VM2C | Air to water SPLIT TYPE POWER INVERTER Series heat pump with HSW | COMPARE | 4.45 | 11.20 | 10
359 | MITSUBISHI ELECTRIC | 3131 | MITSUBISHI ELECTRIC PUHZ-SW100YHA+ERSC-VM2C | Air to water SPLIT TYPE POWER INVERTER Series heat pump | COMPARE | 4.45 | 11.20 | 10
360 | MITSUBISHI ELECTRIC | 3130 | MITSUBISHI ELECTRIC PUHZ-SW100VHA+ERSC-VM2C | Air to water SPLIT TYPE POWER INVERTER Series heat pump | COMPARE | 4.45 | 11.20 | 10
361 | DAIKIN | 712 | DAIKIN EWWP014KBW1N | Daikin water cooled heat pump for heating and cooling. | COMPARE | 4.45 | 16.70 | 13 | 3.49
362 | DAIKIN | 708 | DAIKIN EVLQ08CV3/EHYHBH08AV3 | Daikin hybrid heat pump for cooling, heating and domestic hot water. | COMPARE | 4.45 | 7.40 | 5
363 | DAIKIN | 707 | DAIKIN EVLQ08CV3/EHYHBH08AV32 | Daikin hybrid heat pump for heating and domestic hot water. | COMPARE | 4.45 | 7.40
364 | DAIKIN | 689 | DAIKIN ERLQ008CV3/EHBX08CB9W | Daikin split wall type low-temperature heat pump for cooling heating and domestic hot water. | COMPARE | 4.45 | 7.40 | 5 | 4.34
365 | DAIKIN | 688 | DAIKIN ERLQ008CV3/EHBX08CB3V | Daikin split wall type low-temperature heat pump for cooling heating and domestic hot water. | COMPARE | 4.45 | 7.40 | 5 | 4.34
366 | DAIKIN | 676 | DAIKIN ERLQ008CV3/EHBH08CB9W | Daikin split wall type low-temperature heat pump for heating and domestic hot water. | COMPARE | 4.45 | 7.40 |  | 4.34
367 | DAIKIN | 675 | DAIKIN ERLQ008CV3/EHBH08CB3V | Daikin split wall type low-temperature heat pump for heating and domestic hot water. | COMPARE | 4.45 | 7.40 |  | 4.34
368 | DAIKIN | 641 | DAIKIN ERLQ008CV3/EHVH08S18CB3V | Daikin split type low-temperature integrated heat pump for two-zone heating and domestic hot water. | COMPARE | 4.45 | 7.40
369 | DAIKIN | 630 | DAIKIN ERLQ008CV3/EHVX08S26CB9W | Daikin split type low-temperature integrated heat pump for cooling, heating and domestic hot water. | COMPARE | 4.45 | 7.40 | 5 | 4.34
370 | DAIKIN | 629 | DAIKIN ERLQ008CV3/EHVX08S18CB3V | Daikin split type low-temperature integrated heat pump for cooling, heating and domestic hot water. | COMPARE | 4.45 | 7.40 | 5 | 4.34
371 | DAIKIN | 617 | DAIKIN ERLQ008CV3/EHVH08S26CB9W | Daikin split type low-temperature integrated heat pump for heating and domestic hot water. | COMPARE | 4.45 | 7.40 |  | 4.34
372 | DAIKIN | 616 | DAIKIN ERLQ008CV3/EHVH08S18CB3V | Daikin split type low-temperature integrated heat pump for heating and domestic hot water. | COMPARE | 4.45 | 7.40 |  | 4.34
373 | LAFAT KOMERC | 30727 | HEAT PUMP LAFAT 18 ECO | Heat pump air to water | COMPARE | 4.46 | 16.50 | 6 | 3.28
374 | TOSHIBA | 29200 | TOSHIBA HWS-805H-E / HWS-805XWHT9-E | Toshiba toplotna pumpa zrak-voda | COMPARE | 4.46 | 8.00 | 6 | 4.50
375 | MITSUBISHI ELECTRIC | 29127 | ZUBADAN PUHZ-SHW112YHA | Heat pump SPLIT TYPE air to water | COMPARE | 4.46 | 11.20 | 10
376 | AERMEC S.P.A. | 26290 | AERMEC NXW700H | Heat pump water/ground to water | COMPARE | 4.46 | 202.10 | 181 | 4.95
377 | AERMEC S.P.A. | 26288 | AERMEC NXW600H | Heat pump water/ground to water | COMPARE | 4.46 | 157.40 | 141 | 4.95
378 | AERMEC S.P.A. | 26282 | AERMEC WRL500H | Heat pump water/ground to water | COMPARE | 4.46 | 107.00 | 93 | 4.93
379 | VAILLANT | 26269 | VAILLANT AROTHERM SPLIT VWL 35/5 AS 230V | Heat pump SPLIT TYPE air to water | COMPARE | 4.46 | 3.20 | 5 | 5.00
380 | MITSUBISHI ELECTRIC | 24613 | MITSUBISHI ZUBADAN PUHZ-SHW112YAA | Heat pump SPLIT TYPE air to water | COMPARE | 4.46 | 11.20 | 10
381 | MITSUBISHI ELECTRIC | 10514 | MITSUBISHI ELECTRIC PUHZ-SHW112YHA+ERST20C-VM2C | Air to water SPLIT TYPE ZUBADAN Series heat pump with HSW | COMPARE | 4.46 | 11.20 | 10 | 4.29
382 | MITSUBISHI ELECTRIC | 10513 | MITSUBISHI ELECTRIC PUHZ-SHW112VHA+ERST20C-VM2C | Air to water SPLIT TYPE ZUBADAN Series heat pump with HSW | COMPARE | 4.46 | 11.20 | 10 | 4.29
383 | MITSUBISHI ELECTRIC | 10512 | MITSUBISHI ELECTRIC PUHZ-SHW112YHA+ERSC-VM2C | Air to water SPLIT TYPE ZUBADAN Series heat pump | COMPARE | 4.46 | 11.20 | 10 | 4.29
384 | MITSUBISHI ELECTRIC | 10511 | MITSUBISHI ELECTRIC PUHZ-SHW112VHA+ERSC-VM2C | Air to water SPLIT TYPE ZUBADAN Series heat pump | COMPARE | 4.46 | 11.20 | 10 | 4.29
385 | MITSUBISHI ELECTRIC | 4958 | MITSUBISHI ELECTRIC PUHZ-SHW112YHA+ERST20C-VM2C | Mitsubishi Electric toplotna pumpa zrak/voda, split-sistem, Power Inverter serija | COMPARE | 4.46 | 11.20 | 10 | 4.29
386 | MITSUBISHI ELECTRIC | 4957 | MITSUBISHI ELECTRIC PUHZ-SHW112VHA+ERST20C-VM2C | Mitsubishi Electric toplotna pumpa zrak/voda, split-sistem, Zubadan serija sa PTV-om | COMPARE | 4.46 | 11.20 | 10 | 4.29
387 | MITSUBISHI ELECTRIC | 4956 | MITSUBISHI ELECTRIC PUHZ-SHW112YHA+ERSC-VM2C | Mitsubishi Electric toplotna pumpa zrak/voda, split-sistem, Zubadan serija sa PTV-om | COMPARE | 4.46 | 11.20 | 10 | 4.29
388 | MITSUBISHI ELECTRIC | 4955 | MITSUBISHI ELECTRIC PUHZ-SHW112VHA+ERSC-VM2C | Mitsubishi Electric toplotna pumpa zrak/voda, split-sistem, Zubadan serija | COMPARE | 4.46 | 11.20 | 10 | 4.29
389 | MITSUBISHI ELECTRIC | 3127 | MITSUBISHI ELECTRIC PUHZ-SHW112YHA+ERST20C-VM2C | Air to water SPLIT TYPE ZUBADAN Series heat pump with HSW | COMPARE | 4.46 | 11.20 | 10
390 | MITSUBISHI ELECTRIC | 3126 | MITSUBISHI ELECTRIC PUHZ-SHW112VHA+ERST20C-VM2C | Air to water SPLIT TYPE ZUBADAN Series heat pump with HSW | COMPARE | 4.46 | 11.20 | 10
391 | MITSUBISHI ELECTRIC | 3125 | MITSUBISHI ELECTRIC PUHZ-SHW112YHA+ERSC-VM2C | Air to water SPLIT TYPE ZUBADAN Series heat pump | COMPARE | 4.46 | 11.20 | 10
392 | MITSUBISHI ELECTRIC | 3124 | MITSUBISHI ELECTRIC PUHZ-SHW112VHA+ERSC-VM2C | Air to water SPLIT TYPE ZUBADAN Series heat pump | COMPARE | 4.46 | 11.20 | 10
393 | DAIKIN | 27787 | DAIKIN FTXZ50N/RXZ50N | Ururu Sarara split air conditioner for heating, cooling, air purification, ventilation, humidification and dehumidification. | COMPARE | 4.47 | 9.40 | 6
394 | DAIKIN | 27753 | DAIKIN FTXZ50N/RXZ50N | Ururu Sarara split klima uređaj za grijanje, hlađenje, pročišćavanje zraka, ventilaciju, ovlaživanje i odvlaživanje. | COMPARE | 4.47 | 9.40 | 6
395 | RUIDONG | 10475 | RUIDONG RLSW20 | Ruidong Water source heat pump | COMPARE | 4.47 | 21.00 | 19
396 | RUIDONG | 4907 | RUIDONG RLSW20 | Ruidong geotermalna toplotna pumpa voda-voda | COMPARE | 4.47 | 21.00 | 19
397 | RUIDONG | 3076 | RUIDONG RLSW20 | Ruidong Water source heat pump | COMPARE | 4.47 | 21.00 | 19
398 | THERMOFLUX | 32541 | THERMOFLUX TF17 EVI 380 | Heat pump SPLIT TYPE air to water | COMPARE | 4.48 | 16.90 | 14
399 | THERMOFLUX | 32540 | THERMOFLUX TF17 EVI 230 | Heat pump SPLIT TYPE air to water | COMPARE | 4.48 | 16.80 | 14
400 | THERMOFLUX | 32532 | THERMOFLUX TF17 DC 230 | Heat pump MONOBOCK air to water | COMPARE | 4.48 | 16.50 | 15
401 | THERMOFLUX | 32531 | THERMOFLUX TF14 DC 380 | Heat pump MONOBOCK air to water | COMPARE | 4.48 | 14.00 | 15
402 | THERMOFLUX | 32530 | THERMOFLUX TF14 DC 230 | Heat pump MONOBOCK air to water | COMPARE | 4.48 | 14.00 | 15
403 | PANASONIC | 29157 | AQUAREA HIGH PERFORMANCE ALL IN ONE J GENERATION R32 -ADC09JE5 | Air/water heat pump ideal for small spaces, this system produces hot/cold water and stores 200L of Domestic hot water in built in stainless steel tank. Panasonic recommends R32 because it is comparably environmentally friendly. | COMPARE | 4.48 | 9.00 | 8 | 4.90
404 | AERMEC S.P.A. | 26289 | AERMEC NXW650H | Heat pump water/ground to water | COMPARE | 4.48 | 178.40 | 160 | 4.95
405 | DAIKIN | 10367 | DAIKIN EWWQ660L-SS | Water cooled multi-scroll heat pump for heating and cooling. | COMPARE | 4.48 | 843.00 | 663
406 | DAIKIN | 10336 | DAIKIN EWWP110KBW1N | Water cooled heat pump for heating and cooling. | COMPARE | 4.48 | 143.00 | 112
407 | DAIKIN | 10332 | DAIKIN EWWP055KBW1N | Water cooled heat pump for heating and cooling. | COMPARE | 4.48 | 71.70 | 56 | 3.66
408 | DAIKIN | 752 | DAIKIN EWWQ660L-SS | Daikin water cooled multi-scroll heat pump for heating and cooling. | COMPARE | 4.48 | 843.00 | 663
409 | DAIKIN | 721 | DAIKIN EWWP110KBW1N | Daikin water cooled heat pump for heating and cooling. | COMPARE | 4.48 | 143.00 | 112
410 | DAIKIN | 717 | DAIKIN EWWP055KBW1N | Daikin water cooled heat pump for heating and cooling. | COMPARE | 4.48 | 71.70 | 56 | 3.66
411 | LG | 33068 | LG THERMA V HM123M.U32 | Heat pump MONOBLOC air to water | COMPARE | 4.49 | 12.00 | 15
412 | LG | 33066 | LG THERMA V HM121M.U32 | Heat pump MONOBLOC air to water | COMPARE | 4.49 | 12.00 | 15
413 | CENTROMETAL | 32550 | MHP16RP24P3CM | Heat pump MONO Type air to water | COMPARE | 4.49 | 16.30 | 16 | 4.30
414 | AERMEC S.P.A. | 26281 | AERMEC NRK0150H | Heat pump air to water | COMPARE | 4.49 | 33.73 | 41 | 3.60
415 | AERMEC S.P.A. | 26277 | AERMEC HSI120CT+HSI120ET | Heat pump SPLIT TYPE air to water | COMPARE | 4.49 | 12.00 | 14 | 4.15
416 | DAIKIN | 10368 | DAIKIN EWWQ720L-SS | Water cooled multi-scroll heat pump for heating and cooling. | COMPARE | 4.49 | 917.00 | 721
417 | DAIKIN | 10328 | DAIKIN EWWP022KBW1N | Water cooled heat pump for heating and cooling. | COMPARE | 4.49 | 27.50 | 21 | 3.55
418 | DAIKIN | 753 | DAIKIN EWWQ720L-SS | Daikin water cooled multi-scroll heat pump for heating and cooling. | COMPARE | 4.49 | 917.00 | 721
419 | DAIKIN | 713 | DAIKIN EWWP022KBW1N | Daikin water cooled heat pump for heating and cooling. | COMPARE | 4.49 | 27.50 | 21 | 3.55
420 | THERMOFLUX | 32539 | THERMOFLUX TF14 EVI 230 | Heat pump SPLIT TYPE air to water | COMPARE | 4.50 | 14.00 | 14
421 | CTC | 32200 | CTC GSI 616, 400 V 3N | Heat pump ground to water / water to water | COMPARE | 4.50 | 16.00 |  | 5.50
422 | FUJITSU | 30820 | WATERSTAGE HP DUO 14 | Split Type High Power Series WGYG140DG6 / WOYG140LCTA WATERSTAGE AIR-TO-WATER system is an economical and clean water heating system that uses heat pump technology | COMPARE | 4.50 | 8.00 |  | 2.71
423 | LAFAT KOMERC | 30728 | HEAT PUMP LAFAT 12 ECO | Heat pump air to water | COMPARE | 4.50 | 11.50 | 10 | 3.13
424 | HOVAL | 29641 | HOVAL BELARIA® DUAL AR (60) | Air/water heat pumps in monoblock design for outdoor installation; for renovations and new buildings. | COMPARE | 4.50 | 50.30 | 49 | 4.00
425 | TOSHIBA | 29198 | TOSHIBA HWS-1405H-E / HWS-1405XWHT9-E | Toshiba toplotna pumpa zrak-voda | COMPARE | 4.50 | 14.00 | 11 | 4.50
426 | GREE | 29124 | VERSATI III GRS12.0PD/NHG-M | Heat pump MONOBLOC TYPE air to water | COMPARE | 4.50 | 12.00 | 11
427 | GREE | 29110 | VERSATI II GRS8.0PD/NAE-K | Heat pump SPLIT TYPE air to water | COMPARE | 4.50 | 8.00 | 8
428 | GREE | 27816 | GREE AMBER PREMIUM INVERTER WIFI KLIMA UREĐAJ 09K | Gree AMBER split klima uređaj INVERTER za grijanje i hlađenje | COMPARE | 4.50 | 2.93 | 3
429 | PRO - TECHNICS | 24606 | TP-125/90 | Heat pump water to water system | COMPARE | 4.50 | 125.00 | 90
430 | PRO - TECHNICS | 24605 | TP-83.5/60 | Heat pump water to water system | COMPARE | 4.50 | 83.50 | 60
431 | PRO - TECHNICS | 24604 | TP-60/45 | Heat pump water to water system | COMPARE | 4.50 | 60.00 | 45
432 | PRO - TECHNICS | 24603 | TP-45/43 | Heat pump water to water system | COMPARE | 4.50 | 45.00 | 43
433 | PRO - TECHNICS | 24602 | TP-42/30 | Heat pump water to water system | COMPARE | 4.50 | 42.00 | 30
434 | PRO - TECHNICS | 24601 | TP-31/24 | Heat pump water to water system | COMPARE | 4.50 | 31.00 | 24
435 | PRO - TECHNICS | 24600 | TP-24/18 | Heat pump water to water system | COMPARE | 4.50 | 24.00 | 18
436 | PRO - TECHNICS | 24599 | TP-20.5/15 | Heat pump water to water system | COMPARE | 4.50 | 20.50 | 15
437 | PRO - TECHNICS | 24598 | TP-16.5/12 | Heat pump water to water system | COMPARE | 4.50 | 16.50 | 12
438 | PRO - TECHNICS | 24597 | TP-12/9 | Heat pump water to water system | COMPARE | 4.50 | 12.00 | 9
439 | LG | 22291 | LG HM143M.U33 | THERMA V is LG’s Air to Water Heat Pump system, especially designed for new and renovated housings. It is an in-house design by LG’s advanced heating technology consuming less energy. THERMA V can be used as a multi-purpose heating Solution ranging from f | COMPARE | 4.50 | 14.00 | 14 | 4.45
440 | LG | 22288 | LG HM141M.U33 | THERMA V is LG’s Air to Water Heat Pump system, especially designed for new and renovated housings. It is an in-house design by LG’s advanced heating technology consuming less energy. THERMA V can be used as a multi-purpose heating Solution ranging from f | COMPARE | 4.50 | 14.00 | 14 | 4.45
441 | LG | 22286 | LG HM071M.U43 | THERMA V is LG’s Air to Water Heat Pump system, especially designed for new and renovated housings. It is an in-house design by LG’s advanced heating technology consuming less energy. THERMA V can be used as a multi-purpose heating Solution ranging from f | COMPARE | 4.50 | 7.00 | 7 | 4.45
442 | LG | 22285 | LG HM051M.U43 | THERMA V is LG’s Air to Water Heat Pump system, especially designed for new and renovated housings. It is an in-house design by LG’s advanced heating technology consuming less energy. THERMA V can be used as a multi-purpose heating Solution ranging from f | COMPARE | 4.50 | 5.50 | 6 | 4.45
443 | KRONOTERM | 18464 | KRONOTERM WPL-31-K1 HT | Heat pump COMPACT TYPE air to water | COMPARE | 4.50 | 34.20 | 24 | 4.19
444 | KRONOTERM | 18460 | KRONOTERM WPL-13-K1 HT | Heat pump COMPACT TYPE air to water | COMPARE | 4.50 | 13.80 | 11 | 4.07
445 | VAILLANT | 10578 | VAILLANT AROTHERM VWL 155/2 A 400V | Heat pump MONO TYPE ait to water | COMPARE | 4.50 | 14.60 | 14
446 | VAILLANT | 10577 | VAILLANT AROTHERM VWL 155/2 A 230V | Heat pump MONO TYPE ait to water | COMPARE | 4.50 | 14.60 | 14
447 | VAILLANT | 10554 | VAILLANT FLEXOCOMPACT VWF 58/4 230V | Heat pump SPLIT TYPE earth to water with integrated storage tank | COMPARE | 4.50 | 5.40 | 7
448 | VAILLANT | 10551 | VAILLANT FLEXOTHERM VWF 57/4 230V | Heat pump SPLIT TYPE earth to water | COMPARE | 4.50 | 5.40 | 7
449 | DAIKIN | 10352 | DAIKIN EWWQ210G-SS | Water cooled multi-scroll heat pump for heating and cooling. | COMPARE | 4.50 | 276.00 | 221 | 4.29
450 | VAILLANT | 882 | VAILLANT AROTHERM VWL 155/2 A 400V | Heat pump MONO TYPE ait to water | COMPARE | 4.50 | 14.60 | 14
451 | VAILLANT | 881 | VAILLANT AROTHERM VWL 155/2 A 230V | Heat pump MONO TYPE ait to water | COMPARE | 4.50 | 14.60 | 14
452 | VAILLANT | 858 | VAILLANT FLEXOCOMPACT VWF 58/4 230V | Heat pump SPLIT TYPE earth to water with integrated storage tank | COMPARE | 4.50 | 5.40 | 7
453 | VAILLANT | 855 | VAILLANT FLEXOTHERM VWF 57/4 230V | Heat pump SPLIT TYPE earth to water | COMPARE | 4.50 | 5.40 | 7
454 | DAIKIN | 737 | DAIKIN EWWQ210G-SS | Daikin water cooled multi-scroll heat pump for heating and cooling. | COMPARE | 4.50 | 276.00 | 221 | 4.29
455 | CENTROMETAL | 32555 | SHPO12RL24P3CM + SHPI160RL24P3CM | Heat pump SPLIT Type air to water | COMPARE | 4.51 | 12.00 | 12 | 4.58
456 | HOVAL | 29640 | HOVAL BELARIA® SRM (16) | Air/water modulating heat pump system in split design; for renovations and new buildings. | COMPARE | 4.51 | 11.40 | 17
457 | GREE | 29113 | VERSATI II GRS-CQ8.0PD/NAC-K | Heat pump MONOBLOC TYPE air to water | COMPARE | 4.51 | 8.20 | 9
458 | KRONOTERM | 18461 | KRONOTERM WPL-16-K1 NT | Heat pump COMPACT TYPE air to water | COMPARE | 4.51 | 18.20 | 14 | 4.12
459 | DAIKIN | 10364 | DAIKIN EWWQ480L-SS | Water cooled multi-scroll heat pump for heating and cooling. | COMPARE | 4.51 | 601.00 | 476
460 | DAIKIN | 10341 | DAIKIN EWWP165KBW1N | Water cooled heat pump for heating and cooling. | COMPARE | 4.51 | 215.00 | 167
461 | DAIKIN | 10340 | DAIKIN EWWP155KBW1N | Water cooled heat pump for heating and cooling. | COMPARE | 4.51 | 198.00 | 154
462 | DAIKIN | 10331 | DAIKIN EWWP045KBW1N | Water cooled heat pump for heating and cooling. | COMPARE | 4.51 | 55.00 | 43 | 3.59
463 | DAIKIN | 749 | DAIKIN EWWQ480L-SS | Daikin water cooled multi-scroll heat pump for heating and cooling. | COMPARE | 4.51 | 601.00 | 476
464 | DAIKIN | 726 | DAIKIN EWWP165KBW1N | Daikin water cooled heat pump for heating and cooling. | COMPARE | 4.51 | 215.00 | 167
465 | DAIKIN | 725 | DAIKIN EWWP155KBW1N | Daikin water cooled heat pump for heating and cooling. | COMPARE | 4.51 | 198.00 | 154
466 | DAIKIN | 716 | DAIKIN EWWP045KBW1N | Daikin water cooled heat pump for heating and cooling. | COMPARE | 4.51 | 55.00 | 43 | 3.59
467 | THERMOFLUX | 32536 | THERMOFLUX TF26 DC 380 | Heat pump MONOBOCK air to water | COMPARE | 4.52 | 26.00 | 23
468 | THERMOFLUX | 32533 | THERMOFLUX TF17 DC 380 | Heat pump MONOBOCK air to water | COMPARE | 4.52 | 16.60 | 15
469 | CTC | 32194 | CTC GS 606, 400 V 3N | Heat pump ground to water / water to water | COMPARE | 4.52 | 6.00 |  | 4.80
470 | CTC | 32193 | CTC GS 606, 230 V 1N | Heat pump ground to water / water to water | COMPARE | 4.52 | 6.00 |  | 4.80
471 | FUJITSU | 30819 | WATERSTAGE HP DUO 11T | Split Type High Power Series WGYK160DG9 / WOYK112LCTA WATERSTAGE AIR-TO-WATER system is an economical and clean water heating system that uses heat pump technology | COMPARE | 4.52 | 5.00 |  | 3.24
472 | LAFAT KOMERC | 30725 | HEAT PUMP LAFAT 25 ECO | Heat pump air to water | COMPARE | 4.52 | 25.00 | 20 | 3.27
473 | RUIDONG | 10480 | RUIDONG RLSW100 | Ruidong Water source heat pump | COMPARE | 4.52 | 112.00 | 99
474 | DAIKIN | 10350 | DAIKIN EWWQ170G-SS | Water cooled multi-scroll heat pump for heating and cooling. | COMPARE | 4.52 | 215.00 | 172 | 4.40
475 | DAIKIN | 10318 | DAIKIN EDLQ07CV3 | Monobloc low-temperature heat pump for heating and domestic hot water. | COMPARE | 4.52 | 7.00 | 5 | 4.14
476 | DAIKIN | 10314 | DAIKIN EBLQ07CV3 | Monobloc low-temperature heat pump for cooling, heating and domestic hot water. | COMPARE | 4.52 | 7.00 | 5 | 4.14
477 | FUJITSU | 10226 | FUJITSU WSYA050DG6-WOYA060LFCA | Air to water SPLIT TYPE Comfort Series heat pump | COMPARE | 4.52 | 5.00
478 | RUIDONG | 4912 | RUIDONG RLSW100 | Ruidong geotermalna toplotna pumpa voda-voda | COMPARE | 4.52 | 112.00 | 99
479 | RUIDONG | 3081 | RUIDONG RLSW100 | Ruidong Water source heat pump | COMPARE | 4.52 | 112.00 | 99
480 | FUJITSU | 831 | FUJITSU WSYA050DG6-WOYA060LFCA | Air to water SPLIT TYPE Comfort Series heat pump | COMPARE | 4.52 | 5.00
481 | DAIKIN | 735 | DAIKIN EWWQ170G-SS | Daikin water cooled multi-scroll heat pump for heating and cooling. | COMPARE | 4.52 | 215.00 | 172 | 4.40
482 | DAIKIN | 703 | DAIKIN EDLQ07CV3 | Daikin monobloc low-temperature heat pump for heating and domestic hot water. | COMPARE | 4.52 | 7.00 | 5 | 4.14
483 | DAIKIN | 699 | DAIKIN EBLQ07CV3 | Daikin monobloc low-temperature heat pump for cooling, heating and domestic hot water. | COMPARE | 4.52 | 7.00 | 5 | 4.14
484 | DAIKIN | 10394 | DAIKIN EWWD600G-SS | Water cooled screw type heat pump for heating and cooling. | COMPARE | 4.53 | 710.00 | 554
485 | DAIKIN | 10366 | DAIKIN EWWQ600L-SS | Water cooled multi-scroll heat pump for heating and cooling. | COMPARE | 4.53 | 773.00 | 611
486 | DAIKIN | 10349 | DAIKIN EWWQ150G-SS | Water cooled multi-scroll heat pump for heating and cooling. | COMPARE | 4.53 | 187.00 | 150 | 4.39
487 | DAIKIN | 10339 | DAIKIN EWWP145KBW1N | Water cooled heat pump for heating and cooling. | COMPARE | 4.53 | 182.00 | 141
488 | DAIKIN | 779 | DAIKIN EWWD600G-SS | Daikin water cooled screw type heat pump for heating and cooling. | COMPARE | 4.53 | 710.00 | 554
489 | DAIKIN | 751 | DAIKIN EWWQ600L-SS | Daikin water cooled multi-scroll heat pump for heating and cooling. | COMPARE | 4.53 | 773.00 | 611
490 | DAIKIN | 734 | DAIKIN EWWQ150G-SS | Daikin water cooled multi-scroll heat pump for heating and cooling. | COMPARE | 4.53 | 187.00 | 150 | 4.39
491 | DAIKIN | 724 | DAIKIN EWWP145KBW1N | Daikin water cooled heat pump for heating and cooling. | COMPARE | 4.53 | 182.00 | 141
492 | LAFAT KOMERC | 30726 | HEAT PUMP LAFAT 20 ECO LIFE | Heat pump air to water | COMPARE | 4.54 | 20.50 | 16 | 3.23
493 | DAIKIN | 10363 | DAIKIN EWWQ430L-SS | Water cooled multi-scroll heat pump for heating and cooling. | COMPARE | 4.54 | 537.00 | 430
494 | DAIKIN | 10353 | DAIKIN EWWQ240G-SS | Water cooled multi-scroll heat pump for heating and cooling. | COMPARE | 4.54 | 310.00 | 246 | 4.25
495 | DAIKIN | 10351 | DAIKIN EWWQ190G-SS | Water cooled multi-scroll heat pump for heating and cooling. | COMPARE | 4.54 | 244.00 | 194 | 4.38
496 | DAIKIN | 10342 | DAIKIN EWWP175KBW1N | Water cooled heat pump for heating and cooling. | COMPARE | 4.54 | 226.00 | 176
497 | DAIKIN | 10335 | DAIKIN EWWP100KBW1N | Water cooled heat pump for heating and cooling. | COMPARE | 4.54 | 127.00 | 99
498 | DAIKIN | 10329 | DAIKIN EWWP028KBW1N | Water cooled heat pump for heating and cooling. | COMPARE | 4.54 | 35.60 | 28 | 3.66
499 | DAIKIN | 748 | DAIKIN EWWQ430L-SS | Daikin water cooled multi-scroll heat pump for heating and cooling. | COMPARE | 4.54 | 537.00 | 430
500 | DAIKIN | 738 | DAIKIN EWWQ240G-SS | Daikin water cooled multi-scroll heat pump for heating and cooling. | COMPARE | 4.54 | 310.00 | 246 | 4.25
501 | DAIKIN | 736 | DAIKIN EWWQ190G-SS | Daikin water cooled multi-scroll heat pump for heating and cooling. | COMPARE | 4.54 | 244.00 | 194 | 4.38
502 | DAIKIN | 727 | DAIKIN EWWP175KBW1N | Daikin water cooled heat pump for heating and cooling. | COMPARE | 4.54 | 226.00 | 176
503 | DAIKIN | 720 | DAIKIN EWWP100KBW1N | Daikin water cooled heat pump for heating and cooling. | COMPARE | 4.54 | 127.00 | 99
504 | DAIKIN | 714 | DAIKIN EWWP028KBW1N | Daikin water cooled heat pump for heating and cooling. | COMPARE | 4.54 | 35.60 | 28 | 3.66
505 | GREE | 29125 | VERSATI III GRS14.0PD/NHG-M | Heat pump MONOBLOC TYPE air to water | COMPARE | 4.55 | 14.00 | 13
506 | GREE | 29120 | VERSATI III GRS12.0PD/NHG-K | Heat pump MONOBLOC TYPE air to water | COMPARE | 4.55 | 12.00 | 11
507 | HITACHI | 28853 | HITACHI YUTAKI M 3 | Heat pump MONOBLOK air to water | COMPARE | 4.55 | 11.00 | 7 | 4.18
508 | HITACHI | 28849 | HITACHI YUTAKI S 3 COMBI | Heat pump SPLIT TYPE air to water | COMPARE | 4.55 | 11.00 | 7 | 4.25
509 | HITACHI | 28841 | HITACHI YUTAKI S 3 | Heat pump SPLIT TYPE air to water | COMPARE | 4.55 | 11.00 | 7 | 4.20
510 | FUJITSU | 27809 | FUJITSU ASYG07LUCA/AOYG07LUCA | Air Conditioners/Split sistem | COMPARE | 4.55 | 3.00 | 2
511 | FUJITSU | 27775 | FUJITSU ASYG07LUCA/AOYG07LUCA | Air Conditioners/Split sistem | COMPARE | 4.55 | 3.00 | 2
512 | LG | 22298 | LG HU123.U33/HN1639.NK3 | THERMA V is LG’s Air to Water Heat Pump system, especially designed for new and renovated housings. It is an in-house design by LG’s advanced heating technology consuming less energy. THERMA V can be used as a multi-purpose heating Solution ranging from f | COMPARE | 4.55 | 12.00 | 10 | 4.45
513 | LG | 22296 | LG HU121.U33/HN1616.NK3 | THERMA V is LG’s Air to Water Heat Pump system, especially designed for new and renovated housings. It is an in-house design by LG’s advanced heating technology consuming less energy. THERMA V can be used as a multi-purpose heating Solution ranging from f | COMPARE | 4.55 | 12.00 | 10 | 4.45
514 | DAIKIN | 10388 | DAIKIN EWWD300G-SS | Water cooled screw type heat pump for heating and cooling. | COMPARE | 4.55 | 357.00 | 279 | 4.06
515 | DAIKIN | 10362 | DAIKIN EWWQ380L-SS | Water cooled multi-scroll heat pump for heating and cooling. | COMPARE | 4.55 | 486.00 | 387
516 | DAIKIN | 10348 | DAIKIN EWWQ130G-SS | Water cooled multi-scroll heat pump for heating and cooling. | COMPARE | 4.55 | 169.00 | 136 | 4.40
517 | DAIKIN | 10347 | DAIKIN EWWQ120G-SS | Water cooled multi-scroll heat pump for heating and cooling. | COMPARE | 4.55 | 150.00 | 119 | 4.33
518 | DAIKIN | 10334 | DAIKIN EWWP090KBW1N | Water cooled heat pump for heating and cooling. | COMPARE | 4.55 | 110.00 | 86
519 | DAIKIN | 10330 | DAIKIN EWWP035KBW1N | Water cooled heat pump for heating and cooling. | COMPARE | 4.55 | 41.50 | 32 | 3.78
520 | DAIKIN | 773 | DAIKIN EWWD300G-SS | Daikin water cooled screw type heat pump for heating and cooling. | COMPARE | 4.55 | 357.00 | 279 | 4.06
521 | DAIKIN | 747 | DAIKIN EWWQ380L-SS | Daikin water cooled multi-scroll heat pump for heating and cooling. | COMPARE | 4.55 | 486.00 | 387
522 | DAIKIN | 733 | DAIKIN EWWQ130G-SS | Daikin water cooled multi-scroll heat pump for heating and cooling. | COMPARE | 4.55 | 169.00 | 136 | 4.40
523 | DAIKIN | 732 | DAIKIN EWWQ120G-SS | Daikin water cooled multi-scroll heat pump for heating and cooling. | COMPARE | 4.55 | 150.00 | 119 | 4.33
524 | DAIKIN | 719 | DAIKIN EWWP090KBW1N | Daikin water cooled heat pump for heating and cooling. | COMPARE | 4.55 | 110.00 | 86
525 | DAIKIN | 715 | DAIKIN EWWP035KBW1N | Daikin water cooled heat pump for heating and cooling. | COMPARE | 4.55 | 41.50 | 32 | 3.78
526 | GREE | 29115 | VERSATI II GRS-CQ12PD/NAC-K | Heat pump MONOBLOC TYPE air to water | COMPARE | 4.56 | 13.00 | 14
527 | DAIKIN | 10361 | DAIKIN EWWQ330L-SS | Water cooled multi-scroll heat pump for heating and cooling. | COMPARE | 4.56 | 430.00 | 345
528 | DAIKIN | 10355 | DAIKIN EWWQ360G-SS | Water cooled multi-scroll heat pump for heating and cooling. | COMPARE | 4.56 | 468.00 | 370
529 | DAIKIN | 10346 | DAIKIN EWWQ100G-SS | Water cooled multi-scroll heat pump for heating and cooling. | COMPARE | 4.56 | 133.00 | 106 | 4.28
530 | DAIKIN | 10343 | DAIKIN EWWP185KBW1N | Water cooled heat pump for heating and cooling. | COMPARE | 4.56 | 237.00 | 185
531 | DAIKIN | 10337 | DAIKIN EWWP120KBW1N | Water cooled heat pump for heating and cooling. | COMPARE | 4.56 | 155.00 | 121
532 | DAIKIN | 10333 | DAIKIN EWWP065KBW1N | Water cooled heat pump for heating and cooling. | COMPARE | 4.56 | 83.00 | 65 | 3.74
533 | DAIKIN | 746 | DAIKIN EWWQ330L-SS | Daikin water cooled multi-scroll heat pump for heating and cooling. | COMPARE | 4.56 | 430.00 | 345
534 | DAIKIN | 740 | DAIKIN EWWQ360G-SS | Daikin water cooled multi-scroll heat pump for heating and cooling. | COMPARE | 4.56 | 468.00 | 370
535 | DAIKIN | 731 | DAIKIN EWWQ100G-SS | Daikin water cooled multi-scroll heat pump for heating and cooling. | COMPARE | 4.56 | 133.00 | 106 | 4.28
536 | DAIKIN | 728 | DAIKIN EWWP185KBW1N | Daikin water cooled heat pump for heating and cooling. | COMPARE | 4.56 | 237.00 | 185
537 | DAIKIN | 722 | DAIKIN EWWP120KBW1N | Daikin water cooled heat pump for heating and cooling. | COMPARE | 4.56 | 155.00 | 121
538 | DAIKIN | 718 | DAIKIN EWWP065KBW1N | Daikin water cooled heat pump for heating and cooling. | COMPARE | 4.56 | 83.00 | 65 | 3.74
539 | HITACHI | 28856 | HITACHI YUTAKI M 6 | Heat pump MONOBLOK air to water | COMPARE | 4.57 | 17.80 | 14 | 3.90
540 | HITACHI | 28852 | HITACHI YUTAKI S 6 COMBI | Heat pump SPLIT TYPE air to water | COMPARE | 4.57 | 17.80 | 14 | 3.90
541 | HITACHI | 28844 | HITACHI YUTAKI S 6 | Heat pump SPLIT TYPE air to water | COMPARE | 4.57 | 17.80 | 14 | 3.90
542 | HITACHI | 28838 | HITACHI YUTAKI S80 6(V) | Heat pump SPLIT TYPE air to water | COMPARE | 4.57 | 17.80 |  | 3.23
543 | DAIKIN | 27791 | DAIKIN FTXJ25MS/RXJ25M | Emura split air conditioner for heating, cooling and air purification. | COMPARE | 4.57 | 4.70 | 3
544 | DAIKIN | 27790 | DAIKIN FTXJ25MW/RXJ25M | Emura split air conditioner for heating, cooling and air purification. | COMPARE | 4.57 | 4.70 | 3
545 | MITSUBISHI ELECTRIC | 27782 | MITSUBISHI ELECTRIC MSZ-EF25/MUZ-EF25 | Mitsubishi Electric EF design split air conditioner for heating, cooling, air purification | COMPARE | 4.57 | 3.20 | 3
546 | DAIKIN | 27757 | DAIKIN FTXJ25MS/RXJ25M | Emura split klima uređaj za grijanje, hlađenje i pročišćavanje zraka. | COMPARE | 4.57 | 4.70 | 3
547 | DAIKIN | 27756 | DAIKIN FTXJ25MW/RXJ25M | Emura split klima uređaj za grijanje, hlađenje i pročišćavanje zraka. | COMPARE | 4.57 | 4.70 | 3
548 | BLUE BOX | 18445 | BLUE BOX MU ECHOS HP 16 | Heat pump MONOBLOCK water to water | COMPARE | 4.57 | 18.00 |  | 4.47
549 | KELING | 10446 | KELING SM-15 | Keling Water source heat pump | COMPARE | 4.57 | 16.00 | 15
550 | KELING | 4878 | KELING SM-15 | Keling geotermalna toplotna pumpa voda-voda | COMPARE | 4.57 | 16.00 | 15
551 | KELING | 3047 | KELING SM-15 | Keling Water source heat pump | COMPARE | 4.57 | 16.00 | 15
552 | CTC | 32186 | CTC ECOPART 425 PRO, 400 V 3N | CTC toplotna pumpa zemlja/voda ili voda/voda | COMPARE | 4.58 | 24.00 |  | 4.80
553 | CTC | 32185 | CTC ECOPART 425, 400 V 3N | CTC toplotna pumpa zemlja/voda ili voda/voda | COMPARE | 4.58 | 24.00 |  | 4.80
554 | DAIKIN | 10345 | DAIKIN EWWQ090G-SS | Water cooled multi-scroll heat pump for heating and cooling. | COMPARE | 4.58 | 118.00 | 94 | 4.28
555 | DAIKIN | 730 | DAIKIN EWWQ090G-SS | Daikin water cooled multi-scroll heat pump for heating and cooling. | COMPARE | 4.58 | 118.00 | 94 | 4.28
556 | DAIKIN | 10338 | DAIKIN EWWP130KBW1N | Water cooled heat pump for heating and cooling. | COMPARE | 4.59 | 166.00 | 130
557 | DAIKIN | 723 | DAIKIN EWWP130KBW1N | Daikin water cooled heat pump for heating and cooling. | COMPARE | 4.59 | 166.00 | 130
558 | CENTROMETAL | 32546 | MHP9RP24CM | Heat pump MONO Type air to water | COMPARE | 4.60 | 8.60 | 8 | 4.51
559 | CTC | 32188 | CTC ECOPART 430 PRO, 400 V 3N | Heat pump ground to water / water to water | COMPARE | 4.60 | 30.00 |  | 4.60
560 | CTC | 32187 | CTC ECOPART 430, 400 V 3N | Heat pump ground to water / water to water | COMPARE | 4.60 | 30.00 |  | 4.60
561 | CTC | 32169 | CTC ECOAIR 415, 400V 3N | CTC toplotna pumpa zrak/voda | COMPARE | 4.60 | 15.00 |  | 4.60
562 | GREE | 29118 | VERSATI III GRS8.0PD/NHG-K | Heat pump MONOBLOC TYPE air to water | COMPARE | 4.60 | 7.50 | 7
563 | VAILLANT | 28858 | VAILLANT FLEXOTHERM VWF 87/4 | Heat pump SPLIT TYPE air to water | COMPARE | 4.60 | 8.80 | 9 | 5.00
564 | VAILLANT | 26275 | VAILLANT AROTHERM SPLIT VWL 125/5 AS 400V | Heat pump SPLIT TYPE air to water | COMPARE | 4.60 | 10.30 | 13 | 4.60
565 | VAILLANT | 26273 | VAILLANT AROTHERM SPLIT VWL 125/5 AS 230V | Heat pump SPLIT TYPE air to water | COMPARE | 4.60 | 10.30 | 13 | 4.60
566 | PANASONIC | 26268 | KIT-WHF09F3E5 | Heat pump SPLIT TYPE air to water | COMPARE | 4.60 | 9.00 |  | 5.00
567 | LG | 22290 | LG HM123M.U33 | THERMA V is LG’s Air to Water Heat Pump system, especially designed for new and renovated housings. It is an in-house design by LG’s advanced heating technology consuming less energy. THERMA V can be used as a multi-purpose heating Solution ranging from f | COMPARE | 4.60 | 12.00 | 12 | 4.45
568 | LG | 22287 | LG HM121M.U33 | THERMA V is LG’s Air to Water Heat Pump system, especially designed for new and renovated housings. It is an in-house design by LG’s advanced heating technology consuming less energy. THERMA V can be used as a multi-purpose heating Solution ranging from f | COMPARE | 4.60 | 12.00 | 12 | 4.45
569 | VAILLANT | 10568 | VAILLANT FLEXOCOMPACT VWF 58/4 230V | Heat pump SPLIT TYPE water to water with integrated storage tank | COMPARE | 4.60 | 5.90 | 7
570 | VAILLANT | 10565 | VAILLANT FLEXOTHERM VWF 57/4 230V | Heat pump SPLIT TYPE water to water | COMPARE | 4.60 | 5.90 | 7
571 | VAILLANT | 10556 | VAILLANT FLEXOCOMPACT VWF 118/4 230V | Heat pump SPLIT TYPE earth to water with integrated storage tank | COMPARE | 4.60 | 11.50 | 15
572 | VAILLANT | 10553 | VAILLANT FLEXOTHERM VWF 117/4 230V | Heat pump SPLIT TYPE earth to water | COMPARE | 4.60 | 11.50 | 15
573 | VAILLANT | 10542 | VAILLANT FLEXOCOMPACT VWF 118/4 230V | Heat pump SPLIT TYPE air to water with integrated storage tank | COMPARE | 4.60 | 11.50 | 16
574 | VAILLANT | 10541 | VAILLANT FLEXOCOMPACT VWF 88/4 230V | Heat pump SPLIT TYPE air to water with integrated storage tank | COMPARE | 4.60 | 8.80 | 9
575 | VAILLANT | 10539 | VAILLANT FLEXOTHERM VWF 117/4 230V | Heat pump SPLIT TYPE air to water | COMPARE | 4.60 | 11.50 | 12
576 | VAILLANT | 10538 | VAILLANT FLEXOTHERM VWF 87/4 230V | Heat pump SPLIT TYPE air to water | COMPARE | 4.60 | 8.80 | 9
577 | VAILLANT | 10536 | VAILLANT FLEXOCOMPACT VWF 118/4 | Heat pump SPLIT TYPE air to water with integrated storage tank | COMPARE | 4.60 | 11.50 | 16
578 | VAILLANT | 10535 | VAILLANT FLEXOCOMPACT VWF 88/4 | Heat pump SPLIT TYPE air to water with integrated storage tank | COMPARE | 4.60 | 8.80 | 9
579 | VAILLANT | 10531 | VAILLANT FLEXOTHERM VWF 117/4 | Heat pump SPLIT TYPE air to water | COMPARE | 4.60 | 11.50 | 12
580 | VAILLANT | 10530 | VAILLANT FLEXOTHERM VWF 87/4 | Heat pump SPLIT TYPE air to water | COMPARE | 4.60 | 8.80 | 9
581 | DAIKIN | 10365 | DAIKIN EWWQ540L-SS | Water cooled multi-scroll heat pump for heating and cooling. | COMPARE | 4.60 | 692.00 | 549
582 | DAIKIN | 10360 | DAIKIN EWWQ290L-SS | Water cooled multi-scroll heat pump for heating and cooling. | COMPARE | 4.60 | 377.00 | 303 | 4.23
583 | DAIKIN | 10359 | DAIKIN EWWQ260L-SS | Water cooled multi-scroll heat pump for heating and cooling. | COMPARE | 4.60 | 339.00 | 273 | 4.24
584 | DAIKIN | 10344 | DAIKIN EWWP195KBW1N | Water cooled heat pump for heating and cooling. | COMPARE | 4.60 | 249.00 | 194
585 | DAIKIN | 10310 | DAIKIN ERLQ011CW1/EHBX11CB9W | Split wall type low-temperature heat pump for cooling heating and domestic hot water. | COMPARE | 4.60 | 11.20 | 12 | 3.95
586 | DAIKIN | 10309 | DAIKIN ERLQ011CW1/EHBX11CB3V | Split wall type low-temperature heat pump for cooling heating and domestic hot water. | COMPARE | 4.60 | 11.20 | 12 | 3.95
587 | DAIKIN | 10306 | DAIKIN ERLQ011CV3/EHBX11CB9W | Split wall type low-temperature heat pump for cooling heating and domestic hot water. | COMPARE | 4.60 | 11.20 | 12 | 3.95
588 | DAIKIN | 10305 | DAIKIN ERLQ011CV3/EHBX11CB3V | Split wall type low-temperature heat pump for cooling heating and domestic hot water. | COMPARE | 4.60 | 11.20 | 12 | 3.95
589 | DAIKIN | 10297 | DAIKIN ERLQ011CW1/EHBH11CB9W | Split wall type low-temperature heat pump for heating and domestic hot water. | COMPARE | 4.60 | 11.20 |  | 3.95
590 | DAIKIN | 10296 | DAIKIN ERLQ011CW1/EHBH11CB3V | Split wall type low-temperature heat pump for heating and domestic hot water. | COMPARE | 4.60 | 11.20 |  | 3.95
591 | DAIKIN | 10293 | DAIKIN ERLQ011CV3/EHBH11CB9W | Split wall type low-temperature heat pump for heating and domestic hot water. | COMPARE | 4.60 | 11.20 |  | 3.95
592 | DAIKIN | 10292 | DAIKIN ERLQ011CV3/EHBH11CB3V | Split wall type low-temperature heat pump for heating and domestic hot water. | COMPARE | 4.60 | 11.20 |  | 3.95
593 | DAIKIN | 10284 | DAIKIN ERLQ008CV3/EHSXB08P50B | Split type low-temperature compact heat pump for bivalent heating, cooling and domestic hot water with solar support. | COMPARE | 4.60 | 7.78 | 5
594 | DAIKIN | 10283 | DAIKIN ERLQ008CV3/EHSXB08P30B | Split type low-temperature compact heat pump for bivalent heating, cooling and domestic hot water with solar support. | COMPARE | 4.60 | 7.78 | 5
595 | DAIKIN | 10277 | DAIKIN ERLQ008CV3/EHSX08P50B | Split type low-temperature compact heat pump for cooling, heating and domestic hot water with solar support. | COMPARE | 4.60 | 7.78 | 5
596 | DAIKIN | 10276 | DAIKIN ERLQ008CV3/EHSX08P30B | Split type low-temperature compact heat pump for cooling, heating and domestic hot water with solar support. | COMPARE | 4.60 | 7.78 | 5
597 | DAIKIN | 10270 | DAIKIN ERLQ008CV3/EHSHB08P50B | Split type low-temperature compact heat pump for bivalent heating and domestic hot water with solar support. | COMPARE | 4.60 | 7.78
598 | DAIKIN | 10269 | DAIKIN ERLQ008CV3/EHSHB08P30B | Split type low-temperature compact heat pump for bivalent heating and domestic hot water with solar support. | COMPARE | 4.60 | 7.78
599 | DAIKIN | 10263 | DAIKIN ERLQ008CV3/EHSH08P50B | Split type low-temperature compact heat pump for heating and domestic hot water with solar support. | COMPARE | 4.60 | 7.78
600 | DAIKIN | 10262 | DAIKIN ERLQ008CV3/EHSH08P30B | Split type low-temperature compact heat pump for heating and domestic hot water with solar support. | COMPARE | 4.60 | 7.78
601 | DAIKIN | 10258 | DAIKIN ERLQ011CW1/EHVH11S18CB3V | Split type low-temperature integrated heat pump for two-zone heating and domestic hot water. | COMPARE | 4.60 | 11.20
602 | DAIKIN | 10257 | DAIKIN ERLQ011CV3/EHVH16S18CB3V | Split type low-temperature integrated heat pump for two-zone heating and domestic hot water. | COMPARE | 4.60 | 11.20
603 | DAIKIN | 10251 | DAIKIN ERLQ011CW1/EHVX11S26CB9W | Split type low-temperature integrated heat pump | COMPARE | 4.60 | 11.20 | 12 | 3.95
604 | DAIKIN | 10250 | DAIKIN ERLQ011CW1/EHVX11S18CB3V | Split type low-temperature integrated heat pump | COMPARE | 4.60 | 11.20 | 12 | 3.95
605 | DAIKIN | 10247 | DAIKIN ERLQ011CV3/EHVX11S26CB9W | Split type low-temperature integrated heat pump | COMPARE | 4.60 | 11.20 | 12 | 3.95
606 | DAIKIN | 10246 | DAIKIN ERLQ011CV3/EHVX11S18CB3V | Split type low-temperature integrated heat pump | COMPARE | 4.60 | 11.20 | 12 | 3.95
607 | DAIKIN | 10238 | DAIKIN ERLQ011CW1/EHVH11S26CB9W | Split type low-temperature integrated heat pump | COMPARE | 4.60 | 11.20 |  | 3.95
608 | DAIKIN | 10237 | DAIKIN ERLQ011CW1/EHVH11S18CB3V | Split type low-temperature integrated heat pump | COMPARE | 4.60 | 11.20 |  | 3.95
609 | DAIKIN | 10234 | DAIKIN ERLQ011CV3/EHVH11S26CB9W | Split type low-temperature integrated heat pump | COMPARE | 4.60 | 11.20 |  | 3.95
610 | DAIKIN | 10233 | DAIKIN ERLQ011CV3/EHVH11S18CB3V | Split type low-temperature integrated heat pump | COMPARE | 4.60 | 11.20 |  | 3.95
611 | VAILLANT | 872 | VAILLANT FLEXOCOMPACT VWF 58/4 230V | Heat pump SPLIT TYPE water to water with integrated storage tank | COMPARE | 4.60 | 5.90 | 7
612 | VAILLANT | 869 | VAILLANT FLEXOTHERM VWF 57/4 230V | Heat pump SPLIT TYPE water to water | COMPARE | 4.60 | 5.90 | 7
613 | VAILLANT | 860 | VAILLANT FLEXOCOMPACT VWF 118/4 230V | Heat pump SPLIT TYPE earth to water with integrated storage tank | COMPARE | 4.60 | 11.50 | 15
614 | VAILLANT | 857 | VAILLANT FLEXOTHERM VWF 117/4 230V | Heat pump SPLIT TYPE earth to water | COMPARE | 4.60 | 11.50 | 15
615 | VAILLANT | 846 | VAILLANT FLEXOCOMPACT VWF 118/4 230V | Heat pump SPLIT TYPE air to water with integrated storage tank | COMPARE | 4.60 | 11.50 | 16
616 | VAILLANT | 845 | VAILLANT FLEXOCOMPACT VWF 88/4 230V | Heat pump SPLIT TYPE air to water with integrated storage tank | COMPARE | 4.60 | 8.80 | 9
617 | VAILLANT | 843 | VAILLANT FLEXOTHERM VWF 117/4 230V | Heat pump SPLIT TYPE air to water | COMPARE | 4.60 | 11.50 | 12
618 | VAILLANT | 842 | VAILLANT FLEXOTHERM VWF 87/4 230V | Heat pump SPLIT TYPE air to water | COMPARE | 4.60 | 8.80 | 9
619 | VAILLANT | 840 | VAILLANT FLEXOCOMPACT VWF 118/4 | Heat pump SPLIT TYPE air to water with integrated storage tank | COMPARE | 4.60 | 11.50 | 16
620 | VAILLANT | 839 | VAILLANT FLEXOCOMPACT VWF 88/4 | Heat pump SPLIT TYPE air to water with integrated storage tank | COMPARE | 4.60 | 8.80 | 9
621 | VAILLANT | 835 | VAILLANT FLEXOTHERM VWF 117/4 | Heat pump SPLIT TYPE air to water | COMPARE | 4.60 | 11.50 | 12
622 | VAILLANT | 834 | VAILLANT FLEXOTHERM VWF 87/4 | Heat pump SPLIT TYPE air to water | COMPARE | 4.60 | 8.80 | 9
623 | DAIKIN | 750 | DAIKIN EWWQ540L-SS | Daikin water cooled multi-scroll heat pump for heating and cooling. | COMPARE | 4.60 | 692.00 | 549
624 | DAIKIN | 745 | DAIKIN EWWQ290L-SS | Daikin water cooled multi-scroll heat pump for heating and cooling. | COMPARE | 4.60 | 377.00 | 303 | 4.23
625 | DAIKIN | 744 | DAIKIN EWWQ260L-SS | Daikin water cooled multi-scroll heat pump for heating and cooling. | COMPARE | 4.60 | 339.00 | 273 | 4.24
626 | DAIKIN | 729 | DAIKIN EWWP195KBW1N | Daikin water cooled heat pump for heating and cooling. | COMPARE | 4.60 | 249.00 | 194
627 | DAIKIN | 695 | DAIKIN ERLQ011CW1/EHBX11CB9W | Daikin split wall type low-temperature heat pump for cooling heating and domestic hot water. | COMPARE | 4.60 | 11.20 | 12 | 3.95
628 | DAIKIN | 694 | DAIKIN ERLQ011CW1/EHBX11CB3V | Daikin split wall type low-temperature heat pump for cooling heating and domestic hot water. | COMPARE | 4.60 | 11.20 | 12 | 3.95
629 | DAIKIN | 691 | DAIKIN ERLQ011CV3/EHBX11CB9W | Daikin split wall type low-temperature heat pump for cooling heating and domestic hot water. | COMPARE | 4.60 | 11.20 | 12 | 3.95
630 | DAIKIN | 690 | DAIKIN ERLQ011CV3/EHBX11CB3V | Daikin split wall type low-temperature heat pump for cooling heating and domestic hot water. | COMPARE | 4.60 | 11.20 | 12 | 3.95
631 | DAIKIN | 682 | DAIKIN ERLQ011CW1/EHBH11CB9W | Daikin split wall type low-temperature heat pump for heating and domestic hot water. | COMPARE | 4.60 | 11.20 |  | 3.95
632 | DAIKIN | 681 | DAIKIN ERLQ011CW1/EHBH11CB3V | Daikin split wall type low-temperature heat pump for heating and domestic hot water. | COMPARE | 4.60 | 11.20 |  | 3.95
633 | DAIKIN | 678 | DAIKIN ERLQ011CV3/EHBH11CB9W | Daikin split wall type low-temperature heat pump for heating and domestic hot water. | COMPARE | 4.60 | 11.20 |  | 3.95
634 | DAIKIN | 677 | DAIKIN ERLQ011CV3/EHBH11CB3V | Daikin split wall type low-temperature heat pump for heating and domestic hot water. | COMPARE | 4.60 | 11.20 |  | 3.95
635 | DAIKIN | 669 | DAIKIN ERLQ008CV3/EHSXB08P50B | Daikin split type low-temperature compact heat pump for bivalent heating, cooling and domestic hot water with solar support. | COMPARE | 4.60 | 7.78 | 5
636 | DAIKIN | 668 | DAIKIN ERLQ008CV3/EHSXB08P30B | Daikin split type low-temperature compact heat pump for bivalent heating, cooling and domestic hot water with solar support. | COMPARE | 4.60 | 7.78 | 5
637 | DAIKIN | 662 | DAIKIN ERLQ008CV3/EHSX08P50B | Daikin split type low-temperature compact heat pump for cooling, heating and domestic hot water with solar support. | COMPARE | 4.60 | 7.78 | 5
638 | DAIKIN | 661 | DAIKIN ERLQ008CV3/EHSX08P30B | Daikin split type low-temperature compact heat pump for cooling, heating and domestic hot water with solar support. | COMPARE | 4.60 | 7.78 | 5
639 | DAIKIN | 655 | DAIKIN ERLQ008CV3/EHSHB08P50B | Daikin split type low-temperature compact heat pump for bivalent heating and domestic hot water with solar support. | COMPARE | 4.60 | 7.78
640 | DAIKIN | 654 | DAIKIN ERLQ008CV3/EHSHB08P30B | Daikin split type low-temperature compact heat pump for bivalent heating and domestic hot water with solar support. | COMPARE | 4.60 | 7.78
641 | DAIKIN | 648 | DAIKIN ERLQ008CV3/EHSH08P50B | Daikin split type low-temperature compact heat pump for heating and domestic hot water with solar support. | COMPARE | 4.60 | 7.78
642 | DAIKIN | 647 | DAIKIN ERLQ008CV3/EHSH08P30B | Daikin split type low-temperature compact heat pump for heating and domestic hot water with solar support. | COMPARE | 4.60 | 7.78
643 | DAIKIN | 643 | DAIKIN ERLQ011CW1/EHVH11S18CB3V | Daikin split type low-temperature integrated heat pump for two-zone heating and domestic hot water. | COMPARE | 4.60 | 11.20
644 | DAIKIN | 642 | DAIKIN ERLQ011CV3/EHVH16S18CB3V | Daikin split type low-temperature integrated heat pump for two-zone heating and domestic hot water. | COMPARE | 4.60 | 11.20
645 | DAIKIN | 636 | DAIKIN ERLQ011CW1/EHVX11S26CB9W | Daikin split type low-temperature integrated heat pump for cooling, heating and domestic hot water. | COMPARE | 4.60 | 11.20 | 12 | 3.95
646 | DAIKIN | 635 | DAIKIN ERLQ011CW1/EHVX11S18CB3V | Daikin split type low-temperature integrated heat pump for cooling, heating and domestic hot water. | COMPARE | 4.60 | 11.20 | 12 | 3.95
647 | DAIKIN | 632 | DAIKIN ERLQ011CV3/EHVX11S26CB9W | Daikin split type low-temperature integrated heat pump for cooling, heating and domestic hot water. | COMPARE | 4.60 | 11.20 | 12 | 3.95
648 | DAIKIN | 631 | DAIKIN ERLQ011CV3/EHVX11S18CB3V | Daikin split type low-temperature integrated heat pump for cooling, heating and domestic hot water. | COMPARE | 4.60 | 11.20 | 12 | 3.95
649 | DAIKIN | 623 | DAIKIN ERLQ011CW1/EHVH11S26CB9W | Daikin split type low-temperature integrated heat pump for heating and domestic hot water. | COMPARE | 4.60 | 11.20 |  | 3.95
650 | DAIKIN | 622 | DAIKIN ERLQ011CW1/EHVH11S18CB3V | Daikin split type low-temperature integrated heat pump for heating and domestic hot water. | COMPARE | 4.60 | 11.20 |  | 3.95
651 | DAIKIN | 619 | DAIKIN ERLQ011CV3/EHVH11S26CB9W | Daikin split type low-temperature integrated heat pump for heating and domestic hot water. | COMPARE | 4.60 | 11.20 |  | 3.95
652 | DAIKIN | 618 | DAIKIN ERLQ011CV3/EHVH11S18CB3V | Daikin split type low-temperature integrated heat pump for heating and domestic hot water. | COMPARE | 4.60 | 11.20 |  | 3.95
653 | BLUE BOX | 18447 | BLUE BOX MU ECHOS HP 22 | Heat pump MONOBLOCK water to water | COMPARE | 4.62 | 25.20 |  | 4.51
654 | BLUE BOX | 18446 | BLUE BOX MU ECHOS HP 19 | Heat pump MONOBLOCK water to water | COMPARE | 4.62 | 21.70 |  | 4.52
655 | DAIKIN | 10354 | DAIKIN EWWQ300G-SS | Water cooled multi-scroll heat pump for heating and cooling. | COMPARE | 4.62 | 396.00 | 314 | 4.34
656 | DAIKIN | 739 | DAIKIN EWWQ300G-SS | Daikin water cooled multi-scroll heat pump for heating and cooling. | COMPARE | 4.62 | 396.00 | 314 | 4.34
657 | CENTROMETAL | 32549 | MHP14RP24P3CM | Heat pump MONO Type air to water | COMPARE | 4.63 | 14.10 | 14 | 4.27
658 | AERMEC S.P.A. | 26280 | AERMEC NRK0100H | Heat pump air to water | COMPARE | 4.63 | 28.09 | 35 | 3.68
659 | RUIDONG | 10485 | RUIDONG RLSW280 | Ruidong Water source heat pump | COMPARE | 4.63 | 302.00 | 293 | 0.00
660 | RUIDONG | 4917 | RUIDONG RLSW280 | Ruidong vazduh-voda dizalica topline | COMPARE | 4.63 | 302.00 | 293
661 | RUIDONG | 3086 | RUIDONG RLSW280 | Ruidong Water source heat pump | COMPARE | 4.63 | 302.00 | 293
662 | DAIKIN | 10356 | DAIKIN EWWQ180L-SS | Water cooled multi-scroll heat pump for heating and cooling. | COMPARE | 4.64 | 234.00 | 187 | 4.08
663 | DAIKIN | 741 | DAIKIN EWWQ180L-SS | Daikin water cooled multi-scroll heat pump for heating and cooling. | COMPARE | 4.64 | 234.00 | 187 | 4.08
664 | CTC | 32176 | CTC COMBIAIR 8M, 230 V 1N | CTC toplotna pumpa zrak/voda | COMPARE | 4.65 | 8.00 | 8 | 4.65
665 | MITSUBISHI ELECTRIC | 29128 | ZUBADAN PUHZ-SHW80VHA | Heat pump SPLIT TYPE air to water | COMPARE | 4.65 | 8.00 | 7
666 | GREE | 29123 | VERSATI III GRS10.0PD/NHG-M | Heat pump MONOBLOC TYPE air to water | COMPARE | 4.65 | 10.00 | 9
667 | GREE | 29119 | VERSATI III GRS10.0PD/NHG-K | Heat pump MONOBLOC TYPE air to water | COMPARE | 4.65 | 10.00 | 9
668 | NIBE | 10523 | NIBE F 1345 | Ground source heat pump | COMPARE | 4.65 | 90.00 | 80 | 4.65
669 | MITSUBISHI ELECTRIC | 10510 | MITSUBISHI ELECTRIC PUHZ-SHW80VHA+ERST20C-VM2C | Air to water SPLIT TYPE ZUBADAN Series heat pump with HSW | COMPARE | 4.65 | 8.00 | 7 | 4.44
670 | MITSUBISHI ELECTRIC | 10509 | MITSUBISHI ELECTRIC PUHZ-SHW80VHA+ERSC-VM2C | Air to water SPLIT TYPE ZUBADAN Series heat pump | COMPARE | 4.65 | 8.00 | 7 | 4.44
671 | DAIKIN | 10282 | DAIKIN ERLQ006CV3/EHSXB08P30B | Split type low-temperature compact heat pump for bivalent heating, cooling and domestic hot water with solar support. | COMPARE | 4.65 | 6.06 | 5
672 | DAIKIN | 10281 | DAIKIN ERLQ006CV3/EHSXB08P50B | Split type low-temperature compact heat pump for bivalent heating, cooling and domestic hot water with solar support. | COMPARE | 4.65 | 6.06 | 5
673 | DAIKIN | 10275 | DAIKIN ERLQ006CV3/EHSX08P30B | Split type low-temperature compact heat pump for cooling, heating and domestic hot water with solar support. | COMPARE | 4.65 | 6.06 | 5
674 | DAIKIN | 10274 | DAIKIN ERLQ006CV3/EHSX08P50B | Split type low-temperature compact heat pump for cooling, heating and domestic hot water with solar support. | COMPARE | 4.65 | 6.06 | 5
675 | DAIKIN | 10268 | DAIKIN ERLQ006CV3/EHSHB08P30B | Split type low-temperature compact heat pump for bivalent heating and domestic hot water with solar support. | COMPARE | 4.65 | 6.06
676 | DAIKIN | 10267 | DAIKIN ERLQ006CV3/EHSHB08P50B | Split type low-temperature compact heat pump for bivalent heating and domestic hot water with solar support. | COMPARE | 4.65 | 6.06
677 | DAIKIN | 10261 | DAIKIN ERLQ006CV3/EHSH08P30B | Split type low-temperature compact heat pump for heating and domestic hot water with solar support. | COMPARE | 4.65 | 6.06
678 | DAIKIN | 10260 | DAIKIN ERLQ006CV3/EHSH08P50B | Split type low-temperature compact heat pump for heating and domestic hot water with solar support. | COMPARE | 4.65 | 6.06
679 | NIBE | 4967 | NIBE F 1345 | Ground source heat pump | COMPARE | 4.65 | 90.00 | 80 | 4.655
680 | MITSUBISHI ELECTRIC | 4954 | MITSUBISHI ELECTRIC PUHZ-SHW80VHA+ERST20C-VM2C | Mitsubishi Electric toplotna pumpa zrak/voda, split-sistem, Zubadan serija | COMPARE | 4.65 | 8.00 | 7 | 4.44
681 | MITSUBISHI ELECTRIC | 4953 | MITSUBISHI ELECTRIC PUHZ-SHW80VHA+ERSC-VM2C | Mitsubishi Electric toplotna pumpa zrak/voda, split-sistem, Zubadan serija sa PTV-om | COMPARE | 4.65 | 8.00 | 7 | 4.44
682 | NIBE | 3136 | NIBE F 1345 | Ground source heat pump | COMPARE | 4.65 | 90.00 | 80
683 | MITSUBISHI ELECTRIC | 3123 | MITSUBISHI ELECTRIC PUHZ-SHW80VHA+ERST20C-VM2C | Air to water SPLIT TYPE ZUBADAN Series heat pump with HSW | COMPARE | 4.65 | 8.00 | 7
684 | MITSUBISHI ELECTRIC | 3122 | MITSUBISHI ELECTRIC PUHZ-SHW80VHA+ERSC-VM2C | Air to water SPLIT TYPE ZUBADAN Series heat pump | COMPARE | 4.65 | 8.00 | 7
685 | DAIKIN | 667 | DAIKIN ERLQ006CV3/EHSXB08P30B | Daikin split type low-temperature compact heat pump for bivalent heating, cooling and domestic hot water with solar support. | COMPARE | 4.65 | 6.06 | 5
686 | DAIKIN | 666 | DAIKIN ERLQ006CV3/EHSXB08P50B | Daikin split type low-temperature compact heat pump for bivalent heating, cooling and domestic hot water with solar support. | COMPARE | 4.65 | 6.06 | 5
687 | DAIKIN | 660 | DAIKIN ERLQ006CV3/EHSX08P30B | Daikin split type low-temperature compact heat pump for cooling, heating and domestic hot water with solar support. | COMPARE | 4.65 | 6.06 | 5
688 | DAIKIN | 659 | DAIKIN ERLQ006CV3/EHSX08P50B | Daikin split type low-temperature compact heat pump for cooling, heating and domestic hot water with solar support. | COMPARE | 4.65 | 6.06 | 5
689 | DAIKIN | 653 | DAIKIN ERLQ006CV3/EHSHB08P30B | Daikin split type low-temperature compact heat pump for bivalent heating and domestic hot water with solar support. | COMPARE | 4.65 | 6.06
690 | DAIKIN | 652 | DAIKIN ERLQ006CV3/EHSHB08P50B | Daikin split type low-temperature compact heat pump for bivalent heating and domestic hot water with solar support. | COMPARE | 4.65 | 6.06
691 | DAIKIN | 646 | DAIKIN ERLQ006CV3/EHSH08P30B | Daikin split type low-temperature compact heat pump for heating and domestic hot water with solar support. | COMPARE | 4.65 | 6.06
692 | DAIKIN | 645 | DAIKIN ERLQ006CV3/EHSH08P50B | Daikin split type low-temperature compact heat pump for heating and domestic hot water with solar support. | COMPARE | 4.65 | 6.06
693 | CTC | 32171 | CTC ECOAIR 510M, 230V 1N | CTC toplotna pumpa zrak/voda | COMPARE | 4.67 | 10.00 |  | 4.40
694 | BLUE BOX | 18448 | BLUE BOX MU ECHOS HP 24 | Heat pump MONOBLOCK water to water | COMPARE | 4.67 | 27.90 |  | 4.39
695 | DAIKIN | 10357 | DAIKIN EWWQ205L-SS | Water cooled multi-scroll heat pump for heating and cooling. | COMPARE | 4.67 | 269.00 | 215 | 4.08
696 | DAIKIN | 742 | DAIKIN EWWQ205L-SS | Daikin water cooled multi-scroll heat pump for heating and cooling. | COMPARE | 4.67 | 269.00 | 215 | 4.08
697 | KRONOTERM | 18457 | KRONOTERM WPL-08-K2 NT | Heat pump COMPACT TYPE air to water | COMPARE | 4.68 | 9.10 | 6 | 3.93
698 | BLUE BOX | 18451 | BLUE BOX MU ECHOS HP 35 | Heat pump MONOBLOCK water to water | COMPARE | 4.68 | 40.20 |  | 4.40
699 | DAIKIN | 10393 | DAIKIN EWWD500G-SS | Water cooled screw type heat pump for heating and cooling. | COMPARE | 4.68 | 626.00 | 492
700 | DAIKIN | 10358 | DAIKIN EWWQ230L-SS | Water cooled multi-scroll heat pump for heating and cooling. | COMPARE | 4.68 | 305.00 | 244 | 4.14
701 | DAIKIN | 778 | DAIKIN EWWD500G-SS | Daikin water cooled screw type heat pump for heating and cooling. | COMPARE | 4.68 | 626.00 | 492
702 | DAIKIN | 743 | DAIKIN EWWQ230L-SS | Daikin water cooled multi-scroll heat pump for heating and cooling. | COMPARE | 4.68 | 305.00 | 244 | 4.14
703 | BLUE BOX | 18449 | BLUE BOX MU ECHOS HP 28 | Heat pump MONOBLOCK water to water | COMPARE | 4.69 | 32.50 |  | 4.42
704 | CIAT | 32569 | CIAT EREBA HE 11H | reversible heat pump equipped with DC inverter technology | COMPARE | 4.70 | 11.25 | 11 | 4.39
705 | VAILLANT | 10575 | VAILLANT AROTHERM VWL 55/3 A 230V | Heat pump MONO TYPE ait to water | COMPARE | 4.70 | 4.70 | 4
706 | VAILLANT | 10570 | VAILLANT FLEXOCOMPACT VWF 118/4 230V | Heat pump SPLIT TYPE water to water with integrated storage tank | COMPARE | 4.70 | 13.10 | 15
707 | VAILLANT | 10567 | VAILLANT FLEXOTHERM VWF 117/4 230V | Heat pump SPLIT TYPE water to water | COMPARE | 4.70 | 13.10 | 15
708 | VAILLANT | 10548 | VAILLANT FLEXOCOMPACT VWF 58/4 | Heat pump SPLIT TYPE earth to water with integrated storage tank | COMPARE | 4.70 | 5.30 | 7
709 | VAILLANT | 10547 | VAILLANT FLEXOTHERM VWF 197/4 | Heat pump SPLIT TYPE earth to water | COMPARE | 4.70 | 19.70 | 24
710 | VAILLANT | 10543 | VAILLANT FLEXOTHERM VWF 57/4 | Heat pump SPLIT TYPE earth to water | COMPARE | 4.70 | 5.30 | 7
711 | VAILLANT | 879 | VAILLANT AROTHERM VWL 55/3 A 230V | Heat pump MONO TYPE ait to water | COMPARE | 4.70 | 4.70 | 4
712 | VAILLANT | 874 | VAILLANT FLEXOCOMPACT VWF 118/4 230V | Heat pump SPLIT TYPE water to water with integrated storage tank | COMPARE | 4.70 | 13.10 | 15
713 | VAILLANT | 871 | VAILLANT FLEXOTHERM VWF 117/4 230V | Heat pump SPLIT TYPE water to water | COMPARE | 4.70 | 13.10 | 15
714 | VAILLANT | 852 | VAILLANT FLEXOCOMPACT VWF 58/4 | Heat pump SPLIT TYPE earth to water with integrated storage tank | COMPARE | 4.70 | 5.30 | 7
715 | VAILLANT | 851 | VAILLANT FLEXOTHERM VWF 197/4 | Heat pump SPLIT TYPE earth to water | COMPARE | 4.70 | 19.70 | 24
716 | VAILLANT | 847 | VAILLANT FLEXOTHERM VWF 57/4 | Heat pump SPLIT TYPE earth to water | COMPARE | 4.70 | 5.30 | 7
717 | HOVAL | 29639 | HOVAL BELARIA® SRM (14) | Air/water modulating heat pump system in split design; for renovations and new buildings. | COMPARE | 4.71 | 10.90 | 16
718 | HITACHI | 28855 | HITACHI YUTAKI M 5 | Heat pump MONOBLOK air to water | COMPARE | 4.71 | 16.70 | 13 | 4.45
719 | HITACHI | 28851 | HITACHI YUTAKI S 5 COMBI | Heat pump SPLIT TYPE air to water | COMPARE | 4.71 | 16.70 | 13 | 4.48
720 | HITACHI | 28843 | HITACHI YUTAKI S 5 | Heat pump SPLIT TYPE air to water | COMPARE | 4.71 | 16.70 | 13 | 4.45
721 | HITACHI | 28837 | HITACHI YUTAKI S80 5(V) | Heat pump SPLIT TYPE air to water | COMPARE | 4.71 | 16.70 |  | 3.35
722 | FUJITSU | 27810 | FUJITSU ASYG09LUCA/AOYG09LUCA | Air Conditioners/Split sistem | COMPARE | 4.71 | 3.20 | 3
723 | FUJITSU | 27776 | FUJITSU ASYG09LUCA/AOYG09LUCA | Air Conditioners/Split sistem | COMPARE | 4.71 | 3.20 | 3
724 | MICOE | 32573 | MMHP-018A1 | Air to water heat pump | COMPARE | 4.72 | 18.00 | 14 | 3.65
725 | NIBE | 4974 | NIBE F 750 | Exhaust air heat pump | COMPARE | 4.72 | 6.00 |  | 4.7247
726 | NIBE | 4973 | NIBE F 730 | Toplotna pumpa na rekuperaciju otpadnog zraka | COMPARE | 4.72 | 6.00 |  | 4.7247
727 | NIBE | 3143 | NIBE F 750 | Exhaust air heat pump | COMPARE | 4.72 | 6.00
728 | NIBE | 3142 | NIBE F 730 | Exhaust air heat pump | COMPARE | 4.72 | 6.00
729 | DAIKIN | 10392 | DAIKIN EWWD460G-SS | Water cooled screw type heat pump for heating and cooling. | COMPARE | 4.74 | 566.00 | 446
730 | DAIKIN | 10387 | DAIKIN EWWD260G-SS | Water cooled screw type heat pump for heating and cooling. | COMPARE | 4.74 | 319.00 | 252 | 4.18
731 | DAIKIN | 10302 | DAIKIN ERLQ006CV3/EHBX08CB9W | Split wall type low-temperature heat pump for cooling heating and domestic hot water. | COMPARE | 4.74 | 6.00 | 5 | 4.27
732 | DAIKIN | 10301 | DAIKIN ERLQ006CV3/EHBX08CB3V | Split wall type low-temperature heat pump for cooling heating and domestic hot water. | COMPARE | 4.74 | 6.00 | 5 | 4.27
733 | DAIKIN | 10289 | DAIKIN ERLQ006CV3/EHBH08CB9W | Split wall type low-temperature heat pump for heating and domestic hot water. | COMPARE | 4.74 | 6.00 |  | 4.27
734 | DAIKIN | 10288 | DAIKIN ERLQ006CV3/EHBH08CB3V | Split wall type low-temperature heat pump for heating and domestic hot water. | COMPARE | 4.74 | 6.00 |  | 4.27
735 | DAIKIN | 10255 | DAIKIN ERLQ006CV3/EHVH08S18CB3V | Split type low-temperature integrated heat pump for two-zone heating and domestic hot water. | COMPARE | 4.74 | 6.00
736 | DAIKIN | 10243 | DAIKIN ERLQ006CV3/EHVX08S26CB9W | Split type low-temperature integrated heat pump | COMPARE | 4.74 | 6.00 | 5 | 4.27
737 | DAIKIN | 10242 | DAIKIN ERLQ006CV3/EHVX08S18CB3V | Split type low-temperature integrated heat pump | COMPARE | 4.74 | 6.00 | 5 | 4.27
738 | DAIKIN | 10230 | DAIKIN ERLQ006CV3/EHVH08S26CB9W | Split type low-temperature integrated heat pump | COMPARE | 4.74 | 6.00 |  | 4.27
739 | DAIKIN | 10229 | DAIKIN ERLQ006CV3/EHVH08S18CB3V | Split type low-temperature integrated heat pump | COMPARE | 4.74 | 6.00 |  | 4.27
740 | DAIKIN | 777 | DAIKIN EWWD460G-SS | Daikin water cooled screw type heat pump for heating and cooling. | COMPARE | 4.74 | 566.00 | 446
741 | DAIKIN | 772 | DAIKIN EWWD260G-SS | Daikin water cooled screw type heat pump for heating and cooling. | COMPARE | 4.74 | 319.00 | 252 | 4.18
742 | DAIKIN | 687 | DAIKIN ERLQ006CV3/EHBX08CB9W | Daikin split wall type low-temperature heat pump for cooling heating and domestic hot water. | COMPARE | 4.74 | 6.00 | 5 | 4.27
743 | DAIKIN | 686 | DAIKIN ERLQ006CV3/EHBX08CB3V | Daikin split wall type low-temperature heat pump for cooling heating and domestic hot water. | COMPARE | 4.74 | 6.00 | 5 | 4.27
744 | DAIKIN | 674 | DAIKIN ERLQ006CV3/EHBH08CB9W | Daikin split wall type low-temperature heat pump for heating and domestic hot water. | COMPARE | 4.74 | 6.00 |  | 4.27
745 | DAIKIN | 673 | DAIKIN ERLQ006CV3/EHBH08CB3V | Daikin split wall type low-temperature heat pump for heating and domestic hot water. | COMPARE | 4.74 | 6.00 |  | 4.27
746 | DAIKIN | 640 | DAIKIN ERLQ006CV3/EHVH08S18CB3V | Daikin split type low-temperature integrated heat pump for two-zone heating and domestic hot water. | COMPARE | 4.74 | 6.00
747 | DAIKIN | 628 | DAIKIN ERLQ006CV3/EHVX08S26CB9W | Daikin split type low-temperature integrated heat pump for cooling, heating and domestic hot water. | COMPARE | 4.74 | 6.00 | 5 | 4.27
748 | DAIKIN | 627 | DAIKIN ERLQ006CV3/EHVX08S18CB3V | Daikin split type low-temperature integrated heat pump for cooling, heating and domestic hot water. | COMPARE | 4.74 | 6.00 | 5 | 4.27
749 | DAIKIN | 615 | DAIKIN ERLQ006CV3/EHVH08S26CB9W | Daikin split type low-temperature integrated heat pump for heating and domestic hot water. | COMPARE | 4.74 | 6.00 |  | 4.27
750 | DAIKIN | 614 | DAIKIN ERLQ006CV3/EHVH08S18CB3V | Daikin split type low-temperature integrated heat pump for heating and domestic hot water. | COMPARE | 4.74 | 6.00 |  | 4.27
751 | LG | 22294 | LG HU071.U43/HN1616.NK3 | THERMA V is LG’s Air to Water Heat Pump system, especially designed for new and renovated housings. It is an in-house design by LG’s advanced heating technology consuming less energy. THERMA V can be used as a multi-purpose heating Solution ranging from f | COMPARE | 4.75 | 7.00 | 7 | 4.45
752 | BLUE BOX | 18450 | BLUE BOX MU ECHOS HP 32 | Heat pump MONOBLOCK water to water | COMPARE | 4.75 | 36.90 |  | 4.48
753 | TOSHIBA | 29203 | TOSHIBA ESTIA HI POWER 8 - HWS-P805HR-E | Toshiba toplotna pumpa zrak-voda | COMPARE | 4.76 | 8.00 | 6 | 4.50
754 | PANASONIC | 29156 | AQUAREA HIGH PERFORMANCE ALL IN ONE J GENERATION R32 -ADC07JE5 | Air/water heat pump ideal for small spaces, this system produces hot/cold water and stores 200L of Domestic hot water in built in stainless steel tank. Panasonic recommends R32 because it is comparably environmentally friendly. | COMPARE | 4.76 | 7.00 | 7 | 4.90
755 | VAILLANT | 26271 | VAILLANT AROTHERM SPLIT VWL 75/5 AS 230V | Heat pump SPLIT TYPE air to water | COMPARE | 4.76 | 6.40 | 6 | 5.20
756 | KELING | 10455 | KELING SM-400 | Keling Water source heat pump | COMPARE | 4.76 | 400.00 | 360
757 | KELING | 4887 | KELING SM-400 | Keling vazduh-voda dizalica topline | COMPARE | 4.76 | 400.00 | 360
758 | KELING | 3056 | KELING SM-400 | Keling Water source heat pump | COMPARE | 4.76 | 400.00 | 360
759 | CTC | 32196 | CTC GS 608, 400 V 3N | Heat pump ground to water / water to water | COMPARE | 4.77 | 8.00 |  | 5.00
760 | CTC | 32195 | CTC GS 608, 230 V 1N | Heat pump ground to water / water to water | COMPARE | 4.77 | 8.00 |  | 5.00
761 | DAIKIN | 10385 | DAIKIN EWWD170G-SS | Water cooled screw type heat pump for heating and cooling. | COMPARE | 4.77 | 209.00 | 165 | 4.20
762 | DAIKIN | 770 | DAIKIN EWWD170G-SS | Daikin water cooled screw type heat pump for heating and cooling. | COMPARE | 4.77 | 209.00 | 165 | 4.20
763 | CTC | 32199 | CTC GSI 612, 400 V 3N | Heat pump ground to water / water to water | COMPARE | 4.78 | 12.00 |  | 5.50
764 | CTC | 32198 | CTC GSI 612, 230 V 1N | Heat pump ground to water / water to water | COMPARE | 4.78 | 12.00 |  | 5.50
765 | CTC | 32197 | CTC GSI 608, 400 V 3N | Heat pump ground to water / water to water | COMPARE | 4.78 | 8.00 |  | 5.60
766 | CTC | 32177 | CTC COMBIAIR 12M, 230 V 1N | CTC toplotna pumpa zrak/voda | COMPARE | 4.78 | 12.00 | 12 | 4.78
767 | CTC | 32172 | CTC ECOAIR 610M, 400V 3N | CTC toplotna pumpa zrak/voda | COMPARE | 4.80 | 10.00 |  | 4.80
768 | TOSHIBA | 29199 | TOSHIBA HWS-1105H-E / HWS-1405XWHT9-E | Toshiba toplotna pumpa zrak-voda | COMPARE | 4.80 | 11.20 | 10 | 4.50
769 | TOSHIBA | 29197 | TOSHIBA HWS-1105H8-E / HWS-1405XWHT9-E | Toshiba toplotna pumpa zrak-voda | COMPARE | 4.80 | 11.20 | 10 | 4.50
770 | VAILLANT | 28857 | VAILLANT FLEXOTHERM VWF 57/4 | Heat pump SPLIT TYPE air to water | COMPARE | 4.80 | 6.20 | 7 | 4.50
771 | HITACHI | 28848 | HITACHI YUTAKI S 2.5 COMBI | Heat pump SPLIT TYPE air to water | COMPARE | 4.80 | 9.00 | 6 | 4.58
772 | HITACHI | 28840 | HITACHI YUTAKI S 2.5 | Heat pump SPLIT TYPE air to water | COMPARE | 4.80 | 9.00 | 6 | 4.50
773 | DAIKIN | 27802 | DAIKIN FCAHG71F/RZAG71LV1 | Sky Air Round-flow cassette air conditioner for heating and cooling. | COMPARE | 4.80 | 7.50 | 7
774 | DAIKIN | 27799 | DAIKIN FCQHG71F/RZQG71L8Y1 | Sky Air Round-flow cassette air conditioner for heating and cooling. | COMPARE | 4.80 | 7.50 | 7
775 | DAIKIN | 27796 | DAIKIN FCQHG71F/RZQG71L9V1 | Sky Air Round-flow cassette air conditioner for heating and cooling. | COMPARE | 4.80 | 7.50 | 7
776 | DAIKIN | 27768 | DAIKIN FCAHG71F/RZAG71LV1 | Sky Air kružna kazetna jedinica za grijanje i hlađenje. | COMPARE | 4.80 | 7.50 | 7
777 | DAIKIN | 27765 | DAIKIN FCQHG71F/RZQG71L8Y1 | Sky Air kružna kazetna jedinica za grijanje i hlađenje. | COMPARE | 4.80 | 7.50 | 7
778 | DAIKIN | 27762 | DAIKIN FCQHG71F/RZQG71L9V1 | Sky Air kružna kazetna jedinica za grijanje i hlađenje. | COMPARE | 4.80 | 7.50 | 7
779 | KRONOTERM | 18463 | KRONOTERM WPL-23-K1 HT | Heat pump COMPACT TYPE air to water | COMPARE | 4.80 | 25.70 | 17 | 4.00
780 | VAILLANT | 10576 | VAILLANT AROTHERM VWL 85/3 A 230V | Heat pump MONO TYPE ait to water | COMPARE | 4.80 | 8.10 | 7
781 | VAILLANT | 10569 | VAILLANT FLEXOCOMPACT VWF 88/4 230V | Heat pump SPLIT TYPE water to water with integrated storage tank | COMPARE | 4.80 | 9.90 | 10
782 | VAILLANT | 10566 | VAILLANT FLEXOTHERM VWF 87/4 230V | Heat pump SPLIT TYPE water to water | COMPARE | 4.80 | 9.90 | 10
783 | VAILLANT | 10562 | VAILLANT FLEXOCOMPACT VWF 58/4 | Heat pump SPLIT TYPE water to water with integrated storage tank | COMPARE | 4.80 | 6.40 | 7
784 | VAILLANT | 10557 | VAILLANT FLEXOTHERM VWF 57/4 | Heat pump SPLIT TYPE water to water | COMPARE | 4.80 | 6.40 | 7
785 | VAILLANT | 10540 | VAILLANT FLEXOCOMPACT VWF 58/4 230V | Heat pump SPLIT TYPE air to water with integrated storage tank | COMPARE | 4.80 | 6.20 | 7
786 | VAILLANT | 10537 | VAILLANT FLEXOTHERM VWF 57/4 230V | Heat pump SPLIT TYPE air to water | COMPARE | 4.80 | 6.20 | 7
787 | VAILLANT | 10534 | VAILLANT FLEXOCOMPACT VWF 58/4 | Heat pump SPLIT TYPE air to water with integrated storage tank | COMPARE | 4.80 | 6.20 | 7
788 | VAILLANT | 10532 | VAILLANT FLEXOTHERM VWF 157/4 | Heat pump SPLIT TYPE air to water | COMPARE | 4.80 | 15.30 | 16
789 | VAILLANT | 10529 | VAILLANT FLEXOTHERM VWF 57/4 | Heat pump SPLIT TYPE air to water | COMPARE | 4.80 | 6.20 | 7
790 | KELING | 10447 | KELING SM-20 | Keling Water source heat pump | COMPARE | 4.80 | 24.00 | 20
791 | KELING | 10445 | KELING SM-10 | Keling Water source heat pump | COMPARE | 4.80 | 12.00 | 10
792 | DAIKIN | 10391 | DAIKIN EWWD420G-SS | Water cooled screw type heat pump for heating and cooling. | COMPARE | 4.80 | 506.00 | 401
793 | DAIKIN | 10389 | DAIKIN EWWD320G-SS | Water cooled screw type heat pump for heating and cooling. | COMPARE | 4.80 | 420.00 | 332
794 | DAIKIN | 10386 | DAIKIN EWWD210G-SS | Water cooled screw type heat pump for heating and cooling. | COMPARE | 4.80 | 253.00 | 200 | 4.17
795 | KELING | 4879 | KELING SM-20 | Keling geotermalna toplotna pumpa voda-voda | COMPARE | 4.80 | 24.00 | 20
796 | KELING | 4877 | KELING SM-10 | Keling geotermalna toplotna pumpa voda-voda | COMPARE | 4.80 | 12.00 | 10
797 | KELING | 3048 | KELING SM-20 | Keling Water source heat pump | COMPARE | 4.80 | 24.00 | 20
798 | KELING | 3046 | KELING SM-10 | Keling Water source heat pump | COMPARE | 4.80 | 12.00 | 10
799 | VAILLANT | 880 | VAILLANT AROTHERM VWL 85/3 A 230V | Heat pump MONO TYPE ait to water | COMPARE | 4.80 | 8.10 | 7
800 | VAILLANT | 873 | VAILLANT FLEXOCOMPACT VWF 88/4 230V | Heat pump SPLIT TYPE water to water with integrated storage tank | COMPARE | 4.80 | 9.90 | 10
801 | VAILLANT | 870 | VAILLANT FLEXOTHERM VWF 87/4 230V | Heat pump SPLIT TYPE water to water | COMPARE | 4.80 | 9.90 | 10
802 | VAILLANT | 866 | VAILLANT FLEXOCOMPACT VWF 58/4 | Heat pump SPLIT TYPE water to water with integrated storage tank | COMPARE | 4.80 | 6.40 | 7
803 | VAILLANT | 861 | VAILLANT FLEXOTHERM VWF 57/4 | Heat pump SPLIT TYPE water to water | COMPARE | 4.80 | 6.40 | 7
804 | VAILLANT | 844 | VAILLANT FLEXOCOMPACT VWF 58/4 230V | Heat pump SPLIT TYPE air to water with integrated storage tank | COMPARE | 4.80 | 6.20 | 7
805 | VAILLANT | 841 | VAILLANT FLEXOTHERM VWF 57/4 230V | Heat pump SPLIT TYPE air to water | COMPARE | 4.80 | 6.20 | 7
806 | VAILLANT | 838 | VAILLANT FLEXOCOMPACT VWF 58/4 | Heat pump SPLIT TYPE air to water with integrated storage tank | COMPARE | 4.80 | 6.20 | 7
807 | VAILLANT | 836 | VAILLANT FLEXOTHERM VWF 157/4 | Heat pump SPLIT TYPE air to water | COMPARE | 4.80 | 15.30 | 16
808 | VAILLANT | 833 | VAILLANT FLEXOTHERM VWF 57/4 | Heat pump SPLIT TYPE air to water | COMPARE | 4.80 | 6.20 | 7
809 | DAIKIN | 776 | DAIKIN EWWD420G-SS | Daikin water cooled screw type heat pump for heating and cooling. | COMPARE | 4.80 | 506.00 | 401
810 | DAIKIN | 774 | DAIKIN EWWD320G-SS | Daikin water cooled screw type heat pump for heating and cooling. | COMPARE | 4.80 | 420.00 | 332
811 | DAIKIN | 771 | DAIKIN EWWD210G-SS | Daikin water cooled screw type heat pump for heating and cooling. | COMPARE | 4.80 | 253.00 | 200 | 4.17
812 | CENTROMETAL | 32547 | MHP12RP24CM | Heat pump MONO Type air to water | COMPARE | 4.81 | 12.30 | 12 | 4.29
813 | VAILLANT | 26270 | VAILLANT AROTHERM SPLIT VWL 55/5 AS 230V | Heat pump SPLIT TYPE air to water | COMPARE | 4.82 | 4.50 | 5 | 4.80
814 | NIBE | 10528 | NIBE SPLIT | Air heat pump | COMPARE | 4.82 | 16.00 | 16 | 4.85
815 | NIBE | 10527 | NIBE F 2040 | Air heat pump | COMPARE | 4.82 | 16.00 | 16 | 4.85
816 | DAIKIN | 10379 | DAIKIN EWWD380J-SS | Water cooled screw type heat pump for heating and cooling. | COMPARE | 4.82 | 486.00 | 385
817 | NIBE | 4972 | NIBE SPLIT | Toplotna pumpa na rekuperaciju otpadnog zraka | COMPARE | 4.82 | 16.00 | 16 | 4.8555
818 | NIBE | 4971 | NIBE F 2040 | Zrak-voda toplotna pumpa | COMPARE | 4.82 | 16.00 | 16 | 4.8555
819 | NIBE | 3141 | NIBE SPLIT | Air heat pump | COMPARE | 4.82 | 16.00 | 16
820 | NIBE | 3140 | NIBE F 2040 | Air heat pump | COMPARE | 4.82 | 16.00 | 16
821 | DAIKIN | 764 | DAIKIN EWWD380J-SS | Daikin water cooled screw type heat pump for heating and cooling. | COMPARE | 4.82 | 486.00 | 385
822 | CENTROMETAL | 32548 | MHP12RP24P3CM | Heat pump MONO Type air to water | COMPARE | 4.84 | 12.30 | 12 | 4.29
823 | DAIKIN | 10390 | DAIKIN EWWD380G-SS | Water cooled screw type heat pump for heating and cooling. | COMPARE | 4.84 | 467.00 | 370
824 | DAIKIN | 775 | DAIKIN EWWD380G-SS | Daikin water cooled screw type heat pump for heating and cooling. | COMPARE | 4.84 | 467.00 | 370
825 | CENTROMETAL | 32553 | SHPO8RP24CM + SHPI80RP24CM | Heat pump SPLIT Type air to water | COMPARE | 4.85 | 8.40 | 8 | 4.79
826 | CENTROMETAL | 32552 | SHPO6RP24CM + SHPI60RP24CM | Heat pump SPLIT Type air to water | COMPARE | 4.85 | 6.55 | 6 | 4.77
827 | CTC | 32178 | CTC COMBIAIR 16M, 230 V 1N | CTC toplotna pumpa zrak/voda | COMPARE | 4.85 | 16.00 | 16 | 4.85
828 | FUJITSU | 27807 | FUJITSU ASYG09LTCA/AOYG09LTC | Air Conditioners/Split sistem | COMPARE | 4.85 | 3.20 | 3
829 | FUJITSU | 27773 | FUJITSU ASYG09LTCA/AOYG09LTC | Air Conditioners/Split sistem | COMPARE | 4.85 | 3.20 | 3
830 | NIBE | 10526 | NIBE F 2120 | Air heat pump | COMPARE | 4.85 | 20.00 | 9 | 4.85
831 | NIBE | 10522 | NIBE F 1245 | Ground source heat pump | COMPARE | 4.85 | 15.00 | 14 | 4.85
832 | NIBE | 10521 | NIBE F 1145 | Ground source heat pump | COMPARE | 4.85 | 22.00 | 21 | 4.85
833 | NIBE | 4970 | NIBE F 2120 | Zrak-voda toplotna pumpa | COMPARE | 4.85 | 20.00 | 9 | 4.8555
834 | NIBE | 4966 | NIBE F 1245 | Ground source heat pump | COMPARE | 4.85 | 15.00 | 14 | 4.8552
835 | NIBE | 4965 | NIBE F 1145 | Ground source heat pump | COMPARE | 4.85 | 22.00 | 21 | 4.8552
836 | NIBE | 3139 | NIBE F 2120 | Air heat pump | COMPARE | 4.85 | 20.00 | 9
837 | NIBE | 3135 | NIBE F 1245 | Ground source heat pump | COMPARE | 4.85 | 15.00 | 14
838 | NIBE | 3134 | NIBE F 1145 | Ground source heat pump | COMPARE | 4.85 | 22.00 | 21
839 | TOSHIBA | 29202 | TOSHIBA HWS-P1105HR-E / HWS-P1105XWHT9-E | Toshiba toplotna pumpa zrak-voda | COMPARE | 4.88 | 11.20 | 10 | 4.50
840 | FUJITSU | 32891 | FUJITSU ASYG12KXCA-AOYG12KXCA | Air to Air Wall Mounted | COMPARE | 4.90 | 5.00 | 3 | 5.10
841 | CTC | 32174 | CTC ECOAIR 622M, 400V 3N | CTC toplotna pumpa zrak/voda | COMPARE | 4.90 | 22.00 |  | 4.90
842 | CTC | 32173 | CTC ECOAIR 614M, 400V 3N | CTC toplotna pumpa zrak/voda | COMPARE | 4.90 | 14.00 |  | 4.90
843 | CTC | 32168 | CTC ECOAIR 410, 400V 3N | CTC toplotna pumpa zrak/voda | COMPARE | 4.90 | 10.00 |  | 4.90
844 | CTC | 32167 | CTC ECOAIR 410, 230V 1N | CTC toplotna pumpa zrak/voda | COMPARE | 4.90 | 10.00 |  | 4.90
845 | CTC | 32166 | CTC ECOAIR 408, 400V 3N | CTC toplotna pumpa zrak/voda | COMPARE | 4.90 | 8.00 |  | 4.90
846 | CTC | 32165 | CTC ECOAIR 408, 230V 1N | CTC toplotna pumpa zrak/voda | COMPARE | 4.90 | 8.00 |  | 4.90
847 | CTC | 32164 | CTC ECOAIR 406, 400V 3N | CTC toplotna pumpa zrak/voda | COMPARE | 4.90 | 6.00 |  | 4.90
848 | CTC | 32163 | CTC ECOAIR 406, 230V 1N | CTC toplotna pumpa zrak/voda | COMPARE | 4.90 | 6.00 |  | 4.90
849 | GREE | 30817 | GREE GMV-224WL/C-X | GREE GMV Slim Heat Pump air-air | COMPARE | 4.90 | 24.00 | 22 | 4.11
850 | GREE | 30816 | GREE GMV-280WL/C-X | GREE GMV Slim Heat Pump air-air | COMPARE | 4.90 | 30.00 | 28 | 3.83
851 | GREE | 30815 | GREE GMV-335WL/C-X | GREE GMV Slim Heat Pump air-air | COMPARE | 4.90 | 35.00 | 34 | 4.06
852 | TOSHIBA | 29201 | TOSHIBA ESTIA 5 - HWS-455H-E | Toshiba toplotna pumpa zrak-voda | COMPARE | 4.90 | 4.50 | 5 | 4.50
853 | FUJITSU | 27806 | FUJITSU ASYG12KXCA/AOYG12KXCA | Air Conditioners/Split sistem | COMPARE | 4.90 | 5.00 | 3
854 | MITSUBISHI ELECTRIC | 27784 | MITSUBISHI ELECTRIC MSZ-FH35/MUZ-FH35 | Mitsubishi Electric FH split air conditioner for heating, cooling, air purification | COMPARE | 4.90 | 4.00 | 4
855 | FUJITSU | 27772 | FUJITSU ASYG12KXCA/AOYG12KXCA | Air Conditioners/Split sistem | COMPARE | 4.90 | 5.00 | 3
856 | VAILLANT | 10546 | VAILLANT FLEXOTHERM VWF 157/4 | Heat pump SPLIT TYPE earth to water | COMPARE | 4.90 | 14.50 | 17
857 | KELING | 10454 | KELING SM-300 | Keling Water source heat pump | COMPARE | 4.90 | 300.00 | 270
858 | KELING | 10453 | KELING SM-250 | Keling Water source heat pump | COMPARE | 4.90 | 250.00 | 225
859 | KELING | 10452 | KELING SM-200 | Keling Water source heat pump | COMPARE | 4.90 | 200.00 | 180
860 | KELING | 10451 | KELING SM-150 | Keling Water source heat pump | COMPARE | 4.90 | 150.00 | 135
861 | DAIKIN | 10371 | DAIKIN EWWD150J-SS | Water cooled screw type heat pump for heating and cooling. | COMPARE | 4.90 | 194.00 | 154 | 4.14
862 | KELING | 4886 | KELING SM-300 | Keling geotermalna toplotna pumpa voda-voda | COMPARE | 4.90 | 300.00 | 270
863 | KELING | 4885 | KELING SM-250 | Keling geotermalna toplotna pumpa voda-voda | COMPARE | 4.90 | 250.00 | 225
864 | KELING | 4884 | KELING SM-200 | Keling geotermalna toplotna pumpa voda-voda | COMPARE | 4.90 | 200.00 | 180
865 | KELING | 4883 | KELING SM-150 | Keling geotermalna toplotna pumpa voda-voda | COMPARE | 4.90 | 150.00 | 135
866 | KELING | 3055 | KELING SM-300 | Keling Water source heat pump | COMPARE | 4.90 | 300.00 | 270
867 | KELING | 3054 | KELING SM-250 | Keling Water source heat pump | COMPARE | 4.90 | 250.00 | 225
868 | KELING | 3053 | KELING SM-200 | Keling Water source heat pump | COMPARE | 4.90 | 200.00 | 180
869 | KELING | 3052 | KELING SM-150 | Keling Water source heat pump | COMPARE | 4.90 | 150.00 | 135
870 | VAILLANT | 850 | VAILLANT FLEXOTHERM VWF 157/4 | Heat pump SPLIT TYPE earth to water | COMPARE | 4.90 | 14.50 | 17
871 | DAIKIN | 756 | DAIKIN EWWD150J-SS | Daikin water cooled screw type heat pump for heating and cooling. | COMPARE | 4.90 | 194.00 | 154 | 4.14
872 | HOVAL | 29638 | HOVAL BELARIA® SRM (11) | Air/water modulating heat pump system in split design; for renovations and new buildings. | COMPARE | 4.91 | 9.10 | 15
873 | HOVAL | 29637 | HOVAL BELARIA® SRM (8) | Air/water modulating heat pump system in split design; for renovations and new buildings. | COMPARE | 4.91 | 7.70 | 8
874 | DAIKIN | 10372 | DAIKIN EWWD180J-SS | Water cooled screw type heat pump for heating and cooling. | COMPARE | 4.91 | 223.00 | 177 | 4.15
875 | DAIKIN | 757 | DAIKIN EWWD180J-SS | Daikin water cooled screw type heat pump for heating and cooling. | COMPARE | 4.91 | 223.00 | 177 | 4.15
876 | BLUE BOX | 18442 | BLUE BOX MU ECHOS HP 6 | Heat pump MONOBLOCK water to water | COMPARE | 4.92 | 7.20 |  | 4.55
877 | NIBE | 10525 | NIBE F 1255 | Ground source heat pump | COMPARE | 4.92 | 20.00 | 10 | 4.92
878 | NIBE | 10524 | NIBE F 1155 | Ground source heat pump | COMPARE | 4.92 | 20.00 | 10 | 4.92
879 | DAIKIN | 10376 | DAIKIN EWWD310J-SS | Water cooled screw type heat pump for heating and cooling. | COMPARE | 4.92 | 388.00 | 309 | 4.04
880 | NIBE | 4969 | NIBE F 1255 | Ground source heat pump | COMPARE | 4.92 | 20.00 | 10 | 4.9255
881 | NIBE | 4968 | NIBE F 1155 | Ground source heat pump | COMPARE | 4.92 | 20.00 | 10 | 4.9255
882 | NIBE | 3138 | NIBE F 1255 | Ground source heat pump | COMPARE | 4.92 | 20.00 | 10
883 | NIBE | 3137 | NIBE F 1155 | Ground source heat pump | COMPARE | 4.92 | 20.00 | 10
884 | DAIKIN | 761 | DAIKIN EWWD310J-SS | Daikin water cooled screw type heat pump for heating and cooling. | COMPARE | 4.92 | 388.00 | 309 | 4.04
885 | LG | 22293 | LG HU051.U43/HN1616.NK3 | THERMA V is LG’s Air to Water Heat Pump system, especially designed for new and renovated housings. It is an in-house design by LG’s advanced heating technology consuming less energy. THERMA V can be used as a multi-purpose heating Solution ranging from f | COMPARE | 4.93 | 5.00 | 5 | 4.52
886 | CENTROMETAL | 32545 | MHP7RP24CM | Heat pump MONO Type air to water | COMPARE | 4.94 | 6.65 | 6 | 4.47
887 | DAIKIN | 10378 | DAIKIN EWWD360J-SS | Water cooled screw type heat pump for heating and cooling. | COMPARE | 4.94 | 446.00 | 356
888 | DAIKIN | 10377 | DAIKIN EWWD330J-SS | Water cooled screw type heat pump for heating and cooling. | COMPARE | 4.94 | 417.00 | 333
889 | DAIKIN | 763 | DAIKIN EWWD360J-SS | Daikin water cooled screw type heat pump for heating and cooling. | COMPARE | 4.94 | 446.00 | 356
890 | DAIKIN | 762 | DAIKIN EWWD330J-SS | Daikin water cooled screw type heat pump for heating and cooling. | COMPARE | 4.94 | 417.00 | 333
891 | CTC | 32183 | CTC ECOPART 414, 400 V 3N | CTC toplotna pumpa zemlja/voda ili voda/voda | COMPARE | 4.95 | 14.00 |  | 4.95
892 | BLUE BOX | 18452 | BLUE BOX MU ECHOS HP 42 | Heat pump MONOBLOCK water to water | COMPARE | 4.98 | 47.70 |  | 4.84
893 | KELING | 10450 | KELING SM-100 | Keling Water source heat pump | COMPARE | 4.98 | 100.00 | 90
894 | KELING | 4882 | KELING SM-100 | Keling geotermalna toplotna pumpa voda-voda | COMPARE | 4.98 | 100.00 | 90
895 | KELING | 3051 | KELING SM-100 | Keling Water source heat pump | COMPARE | 4.98 | 100.00 | 90
896 | DAIKIN | 27803 | DAIKIN FCAHG100F/RZAG100LV1 | Sky Air Round-flow cassette air conditioner for heating and cooling. | COMPARE | 4.99 | 10.80 | 10
897 | DAIKIN | 27800 | DAIKIN FCQHG100F/RZQG100L8Y1 | Sky Air Round-flow cassette air conditioner for heating and cooling. | COMPARE | 4.99 | 10.80 | 10
898 | DAIKIN | 27797 | DAIKIN FCQHG100F/RZQG100L9V1 | Sky Air Round-flow cassette air conditioner for heating and cooling. | COMPARE | 4.99 | 10.80 | 10
899 | DAIKIN | 27769 | DAIKIN FCAHG100F/RZAG100LV1 | Sky Air kružna kazetna jedinica za grijanje i hlađenje. | COMPARE | 4.99 | 10.80 | 10
900 | DAIKIN | 27766 | DAIKIN FCQHG100F/RZQG100L8Y1 | Sky Air kružna kazetna jedinica za grijanje i hlađenje. | COMPARE | 4.99 | 10.80 | 10
901 | DAIKIN | 27763 | DAIKIN FCQHG100F/RZQG100L9V1 | Sky Air kružna kazetna jedinica za grijanje i hlađenje. | COMPARE | 4.99 | 10.80 | 10
902 | BLUE BOX | 18443 | BLUE BOX MU ECHOS HP 8 | Heat pump MONOBLOCK water to water | COMPARE | 4.99 | 9.80 |  | 4.50
903 | MITSUBISHI ELECTRIC | 32580 | MUZ-LN35VG | Split type wall mounted inverter heat pump | COMPARE | 5.00 | 4.00 | 4 | 5.10
904 | CENTROMETAL | 32544 | MHP5RP24CM | Heat pump MONO Type air to water | COMPARE | 5.00 | 4.65 | 5 | 4.47
905 | CTC | 32179 | CTC ECOPART 406, 400 V 3N | CTC toplotna pumpa zemlja/voda ili voda/voda | COMPARE | 5.00 | 6.00 |  | 5.00
906 | PANASONIC | 29155 | AQUAREA HIGH PERFORMANCE ALL IN ONE J GENERATION R32 -ADC05JE5 | Air/water heat pump ideal for small spaces, this system produces hot/cold water and stores 200L of Domestic hot water in built in stainless steel tank. Panasonic recommends R32 because it is comparably environmentally friendly. | COMPARE | 5.00 | 5.00 | 5 | 5.07
907 | GREE | 29117 | VERSATI III GRS6.0PD/NHG-K | Heat pump MONOBLOC TYPE air to water | COMPARE | 5.00 | 6.00 | 6
908 | HITACHI | 28854 | HITACHI YUTAKI M 4 | Heat pump MONOBLOK air to water | COMPARE | 5.00 | 15.20 | 12 | 4.75
909 | HITACHI | 28850 | HITACHI YUTAKI S 4 COMBI | Heat pump SPLIT TYPE air to water | COMPARE | 5.00 | 15.20 | 12 | 4.80
910 | HITACHI | 28842 | HITACHI YUTAKI S 4 | Heat pump SPLIT TYPE air to water | COMPARE | 5.00 | 15.20 | 12 | 4.75
911 | HITACHI | 28836 | HITACHI YUTAKI S80 4(V) | Heat pump SPLIT TYPE air to water | COMPARE | 5.00 | 15.20 |  | 3.63
912 | DAIKIN | 27793 | DAIKIN FTXM25M/RXM25M9 | Professional split air conditioner for heating, cooling and air purification. | COMPARE | 5.00 | 4.70 | 3
913 | DAIKIN | 27792 | DAIKIN FTXM20M/RXM20M9 | Professional split air conditioner for heating, cooling and air purification. | COMPARE | 5.00 | 3.50 | 3
914 | DAIKIN | 27789 | DAIKIN FTXJ20MS/RXJ20M | Emura split air conditioner for heating, cooling and air purification. | COMPARE | 5.00 | 4.30 | 3
915 | DAIKIN | 27788 | DAIKIN FTXJ20MW/RXJ20M | Emura split air conditioner for heating, cooling and air purification. | COMPARE | 5.00 | 4.30 | 3
916 | DAIKIN | 27786 | DAIKIN FTXZ35N/RXZ35N | Ururu Sarara split air conditioner for heating, cooling, air purification, ventilation, humidification and dehumidification. | COMPARE | 5.00 | 9.00 | 5
917 | DAIKIN | 27759 | DAIKIN FTXM25M/RXM25M9 | Professional split klima uređaj za grijanje, hlađenje i pročišćavanje zraka. | COMPARE | 5.00 | 4.70 | 3
918 | DAIKIN | 27758 | DAIKIN FTXM20M/RXM20M9 | Professional split klima uređaj za grijanje, hlađenje i pročišćavanje zraka. | COMPARE | 5.00 | 3.50 | 3
919 | DAIKIN | 27755 | DAIKIN FTXJ20MS/RXJ20M | Emura split klima uređaj za grijanje, hlađenje i pročišćavanje zraka. | COMPARE | 5.00 | 4.30 | 3
920 | DAIKIN | 27754 | DAIKIN FTXJ20MW/RXJ20M | Emura split klima uređaj za grijanje, hlađenje i pročišćavanje zraka. | COMPARE | 5.00 | 4.30 | 3
921 | DAIKIN | 27752 | DAIKIN FTXZ35N/RXZ35N | Ururu Sarara split klima uređaj za grijanje, hlađenje, pročišćavanje zraka, ventilaciju, ovlaživanje i odvlaživanje. | COMPARE | 5.00 | 9.00 | 5
922 | VAILLANT | 10550 | VAILLANT FLEXOCOMPACT VWF 118/4 | Heat pump SPLIT TYPE earth to water with integrated storage tank | COMPARE | 5.00 | 11.20 | 16
923 | VAILLANT | 10545 | VAILLANT FLEXOTHERM VWF 117/4 | Heat pump SPLIT TYPE earth to water | COMPARE | 5.00 | 11.20 | 16
924 | DAIKIN | 10317 | DAIKIN EDLQ05CV3 | Monobloc low-temperature heat pump for heating and domestic hot water. | COMPARE | 5.00 | 4.40 | 4 | 4.39
925 | DAIKIN | 10313 | DAIKIN EBLQ05CV3 | Monobloc low-temperature heat pump for cooling, heating and domestic hot water. | COMPARE | 5.00 | 4.40 | 4 | 4.39
926 | VAILLANT | 854 | VAILLANT FLEXOCOMPACT VWF 118/4 | Heat pump SPLIT TYPE earth to water with integrated storage tank | COMPARE | 5.00 | 11.20 | 16
927 | VAILLANT | 849 | VAILLANT FLEXOTHERM VWF 117/4 | Heat pump SPLIT TYPE earth to water | COMPARE | 5.00 | 11.20 | 16
928 | DAIKIN | 702 | DAIKIN EDLQ05CV3 | Daikin monobloc low-temperature heat pump for heating and domestic hot water. | COMPARE | 5.00 | 4.40 | 4 | 4.39
929 | DAIKIN | 698 | DAIKIN EBLQ05CV3 | Daikin monobloc low-temperature heat pump for cooling, heating and domestic hot water. | COMPARE | 5.00 | 4.40 | 4 | 4.39
930 | CTC | 32184 | CTC ECOPART 417, 400 V 3N | CTC toplotna pumpa zemlja/voda ili voda/voda | COMPARE | 5.01 | 17.00 |  | 5.01
931 | CTC | 32180 | CTC ECOPART 408, 400 V 3N | CTC toplotna pumpa zemlja/voda ili voda/voda | COMPARE | 5.01 | 8.00 |  | 5.01
932 | BLUE BOX | 18453 | BLUE BOX MU ECHOS HP 48 | Heat pump MONOBLOCK water to water | COMPARE | 5.01 | 53.60 |  | 4.74
933 | CTC | 32182 | CTC ECOPART 412, 400 V 3N | CTC toplotna pumpa zemlja/voda ili voda/voda | COMPARE | 5.04 | 12.00 |  | 5.04
934 | CTC | 32181 | CTC ECOPART 410, 400 V 3N | CTC toplotna pumpa zemlja/voda ili voda/voda | COMPARE | 5.04 | 10.00 |  | 5.04
935 | DAIKIN | 10321 | DAIKIN EVLQ05CV3/EHYHBH05AV32 | Hybrid heat pump for heating and domestic hot water. | COMPARE | 5.04 | 4.40
936 | DAIKIN | 10300 | DAIKIN ERLQ004CV3/EHBX04CB3V | Split wall type low-temperature heat pump for cooling heating and domestic hot water. | COMPARE | 5.04 | 4.40 | 4 | 4.52
937 | DAIKIN | 10287 | DAIKIN ERLQ004CV3/EHBH04CB3V | Split wall type low-temperature heat pump for heating and domestic hot water. | COMPARE | 5.04 | 4.40 |  | 4.52
938 | DAIKIN | 10254 | DAIKIN ERLQ004CV3/EHVH04S18CB3V | Split type low-temperature integrated heat pump for two-zone heating and domestic hot water. | COMPARE | 5.04 | 4.40
939 | DAIKIN | 10241 | DAIKIN ERLQ004CV3/EHVX04S18CB3V | Split type low-temperature integrated heat pump | COMPARE | 5.04 | 4.40 | 4 | 4.52
940 | DAIKIN | 10228 | DAIKIN ERLQ004CV3/EHVH04S18CB3V | Split type low-temperature integrated heat pump | COMPARE | 5.04 | 4.40 |  | 4.52
941 | DAIKIN | 706 | DAIKIN EVLQ05CV3/EHYHBH05AV32 | Daikin hybrid heat pump for heating and domestic hot water. | COMPARE | 5.04 | 4.40
942 | DAIKIN | 685 | DAIKIN ERLQ004CV3/EHBX04CB3V | Daikin split wall type low-temperature heat pump for cooling heating and domestic hot water. | COMPARE | 5.04 | 4.40 | 4 | 4.52
943 | DAIKIN | 672 | DAIKIN ERLQ004CV3/EHBH04CB3V | Daikin split wall type low-temperature heat pump for heating and domestic hot water. | COMPARE | 5.04 | 4.40 |  | 4.52
944 | DAIKIN | 639 | DAIKIN ERLQ004CV3/EHVH04S18CB3V | Daikin split type low-temperature integrated heat pump for two-zone heating and domestic hot water. | COMPARE | 5.04 | 4.40
945 | DAIKIN | 626 | DAIKIN ERLQ004CV3/EHVX04S18CB3V | Daikin split type low-temperature integrated heat pump for cooling, heating and domestic hot water. | COMPARE | 5.04 | 4.40 | 4 | 4.52
946 | DAIKIN | 613 | DAIKIN ERLQ004CV3/EHVH04S18CB3V | Daikin split type low-temperature integrated heat pump for heating and domestic hot water. | COMPARE | 5.04 | 4.40 |  | 4.52
947 | DAIKIN | 10384 | DAIKIN EWWD560J-SS | Water cooled screw type heat pump for heating and cooling. | COMPARE | 5.05 | 709.00 | 568
948 | DAIKIN | 769 | DAIKIN EWWD560J-SS | Daikin water cooled screw type heat pump for heating and cooling. | COMPARE | 5.05 | 709.00 | 568
949 | DAIKIN | 10375 | DAIKIN EWWD280J-SS | Water cooled screw type heat pump for heating and cooling. | COMPARE | 5.06 | 354.00 | 284 | 4.21
950 | DAIKIN | 760 | DAIKIN EWWD280J-SS | Daikin water cooled screw type heat pump for heating and cooling. | COMPARE | 5.06 | 354.00 | 284 | 4.21
951 | CTC | 32192 | CTC ECOPART 616, 400 V 3N | Heat pump ground to water / water to water | COMPARE | 5.07 | 16.00 |  | 5.20
952 | BLUE BOX | 18444 | BLUE BOX MU ECHOS HP 11 | Heat pump MONOBLOCK water to water | COMPARE | 5.08 | 12.00 |  | 4.44
953 | HOVAL | 29646 | HOVAL ULTRASOURCE B COMFORT C (17) | Modulating heat pump system for heating and cooling in the living area. | COMPARE | 5.10 | 12.80 | 12 | 5.20
954 | HOVAL | 29645 | HOVAL ULTRASOURCE B COMPACT C (11/200) | Modulating heat pump system for heating and cooling in the living area. | COMPARE | 5.10 | 6.80 | 8 | 4.50
955 | HOVAL | 29644 | HOVAL ULTRASOURCE B COMFORT C (11) | Modulating heat pump system for heating and cooling in the living area. | COMPARE | 5.10 | 6.80 | 8 | 4.50
956 | GREE | 29116 | VERSATI III GRS4.0PD/NHG-K | Heat pump MONOBLOC TYPE air to water | COMPARE | 5.10 | 4.00 | 4
957 | KRONOTERM | 18456 | KRONOTERM WPLV-14-S1 NT | Heat pump SPLIT TYPE air to water | COMPARE | 5.10 | 11.80 | 12 | 4.80
958 | VAILLANT | 10564 | VAILLANT FLEXOCOMPACT VWF 118/4 | Heat pump SPLIT TYPE water to water with integrated storage tank | COMPARE | 5.10 | 12.90 | 16
959 | VAILLANT | 10559 | VAILLANT FLEXOTHERM VWF 117/4 | Heat pump SPLIT TYPE water to water | COMPARE | 5.10 | 12.90 | 16
960 | VAILLANT | 10549 | VAILLANT FLEXOCOMPACT VWF 88/4 | Heat pump SPLIT TYPE earth to water with integrated storage tank | COMPARE | 5.10 | 8.90 | 9
961 | VAILLANT | 10544 | VAILLANT FLEXOTHERM VWF 87/4 | Heat pump SPLIT TYPE earth to water | COMPARE | 5.10 | 8.90 | 9
962 | VAILLANT | 868 | VAILLANT FLEXOCOMPACT VWF 118/4 | Heat pump SPLIT TYPE water to water with integrated storage tank | COMPARE | 5.10 | 12.90 | 16
963 | VAILLANT | 863 | VAILLANT FLEXOTHERM VWF 117/4 | Heat pump SPLIT TYPE water to water | COMPARE | 5.10 | 12.90 | 16
964 | VAILLANT | 853 | VAILLANT FLEXOCOMPACT VWF 88/4 | Heat pump SPLIT TYPE earth to water with integrated storage tank | COMPARE | 5.10 | 8.90 | 9
965 | VAILLANT | 848 | VAILLANT FLEXOTHERM VWF 87/4 | Heat pump SPLIT TYPE earth to water | COMPARE | 5.10 | 8.90 | 9
966 | KELING | 10449 | KELING SM-40 | Keling Water source heat pump | COMPARE | 5.11 | 45.00 | 40
967 | DAIKIN | 10373 | DAIKIN EWWD210J-SS | Water cooled screw type heat pump for heating and cooling. | COMPARE | 5.11 | 258.00 | 207 | 4.24
968 | KELING | 4881 | KELING SM-40 | Keling geotermalna toplotna pumpa voda-voda | COMPARE | 5.11 | 45.00 | 40
969 | KELING | 3050 | KELING SM-40 | Keling Water source heat pump | COMPARE | 5.11 | 45.00 | 40
970 | DAIKIN | 758 | DAIKIN EWWD210J-SS | Daikin water cooled screw type heat pump for heating and cooling. | COMPARE | 5.11 | 258.00 | 207 | 4.24
971 | DAIKIN | 10380 | DAIKIN EWWD400J-SS | Water cooled screw type heat pump for heating and cooling. | COMPARE | 5.12 | 515.00 | 415
972 | SIRAC | 4944 | SIRAC LSQ25RW | Sirac niskotemperaturna vazduh-voda dizalica topline | COMPARE | 5.12 | 76.80 | 0
973 | SIRAC | 4943 | SIRAC LSQ20RW | Sirac Water to water heat pump | COMPARE | 5.12 | 76.80 | 0
974 | SIRAC | 3113 | SIRAC LSQ25RW | Sirac Water to water heat pump | COMPARE | 5.12 | 76.80
975 | SIRAC | 3112 | SIRAC LSQ20RW | Sirac Water to water heat pump | COMPARE | 5.12 | 76.80
976 | DAIKIN | 765 | DAIKIN EWWD400J-SS | Daikin water cooled screw type heat pump for heating and cooling. | COMPARE | 5.12 | 515.00 | 415
977 | DAIKIN | 10422 | DAIKIN EWWDC18I-SS | Water cooled screw type heat pump for heating and cooling. | COMPARE | 5.14 | 1,866.00 | 1.503
978 | DAIKIN | 807 | DAIKIN EWWDC18I-SS | Daikin water cooled screw type heat pump for heating and cooling. | COMPARE | 5.14 | 1,866.00 | 1.503
979 | CENTROMETAL | 32551 | SHPO4RP24CM + SHPI60RP24CM | Heat pump SPLIT Type air to water | COMPARE | 5.15 | 4.20 | 4 | 4.77
980 | SIRAC | 10496 | SIRAC LSQ03RW | Sirac Water to water heat pump | COMPARE | 5.15 | 10.00 |  | 0.00
981 | SIRAC | 4939 | SIRAC LSQ03RW | Sirac toplotna pumpa voda-voda | COMPARE | 5.15 | 10.00 | 0
982 | SIRAC | 3108 | SIRAC LSQ03RW | Sirac Water to water heat pump | COMPARE | 5.15 | 10.00
983 | SIRAC | 10500 | SIRAC LSQ20RW | Sirac Water to water heat pump | COMPARE | 5.16 | 64.00 |  | 0.00
984 | SIRAC | 10499 | SIRAC LSQ10RW | Sirac Water to water heat pump | COMPARE | 5.16 | 32.00 |  | 0.00
985 | SIRAC | 10498 | SIRAC LSQ05RW | Sirac Water to water heat pump | COMPARE | 5.16 | 16.00 |  | 0.00
986 | DAIKIN | 10383 | DAIKIN EWWD530J-SS | Water cooled screw type heat pump for heating and cooling. | COMPARE | 5.16 | 669.00 | 540
987 | SIRAC | 4942 | SIRAC LSQ10RW | Sirac toplotna pumpa voda-voda | COMPARE | 5.16 | 32.00 | 0
988 | SIRAC | 4941 | SIRAC LSQ05RW | Sirac toplotna pumpa voda-voda | COMPARE | 5.16 | 16.00 | 0
989 | SIRAC | 3111 | SIRAC LSQ10RW | Sirac Water to water heat pump | COMPARE | 5.16 | 32.00
990 | SIRAC | 3110 | SIRAC LSQ05RW | Sirac Water to water heat pump | COMPARE | 5.16 | 16.00
991 | DAIKIN | 768 | DAIKIN EWWD530J-SS | Daikin water cooled screw type heat pump for heating and cooling. | COMPARE | 5.16 | 669.00 | 540
992 | SIRAC | 10497 | SIRAC LSQ04RW | Sirac Water to water heat pump | COMPARE | 5.17 | 12.00 |  | 0.00
993 | DAIKIN | 10398 | DAIKIN EWWD320G-XS | Water cooled screw type heat pump for heating and cooling. | COMPARE | 5.17 | 379.00 | 306 | 4.44
994 | SIRAC | 4940 | SIRAC LSQ04RW | Sirac toplotna pumpa voda-voda | COMPARE | 5.17 | 12.00 | 0
995 | SIRAC | 3109 | SIRAC LSQ04RW | Sirac Water to water heat pump | COMPARE | 5.17 | 12.00
996 | DAIKIN | 783 | DAIKIN EWWD320G-XS | Daikin water cooled screw type heat pump for heating and cooling. | COMPARE | 5.17 | 379.00 | 306 | 4.44
997 | HOVAL | 29643 | HOVAL ULTRASOURCE B COMPACT C (8/200) | Modulating heat pump system for heating and cooling in the living area. | COMPARE | 5.20 | 4.50 | 5 | 5.10
998 | HOVAL | 29642 | HOVAL ULTRASOURCE B COMFORT C (8) | Modulating heat pump system for heating and cooling in the living area. | COMPARE | 5.20 | 4.50 | 5 | 5.10
999 | VAILLANT | 10563 | VAILLANT FLEXOCOMPACT VWF 88/4 | Heat pump SPLIT TYPE water to water with integrated storage tank | COMPARE | 5.20 | 10.00 | 9
1000 | VAILLANT | 10561 | VAILLANT FLEXOTHERM VWF 197/4 | Heat pump SPLIT TYPE water to water | COMPARE | 5.20 | 23.00 | 24
1001 | VAILLANT | 10558 | VAILLANT FLEXOTHERM VWF 87/4 | Heat pump SPLIT TYPE water to water | COMPARE | 5.20 | 10.00 | 9
1002 | DAIKIN | 10381 | DAIKIN EWWD450J-SS | Water cooled screw type heat pump for heating and cooling. | COMPARE | 5.20 | 573.00 | 463
1003 | VAILLANT | 867 | VAILLANT FLEXOCOMPACT VWF 88/4 | Heat pump SPLIT TYPE water to water with integrated storage tank | COMPARE | 5.20 | 10.00 | 9
1004 | VAILLANT | 865 | VAILLANT FLEXOTHERM VWF 197/4 | Heat pump SPLIT TYPE water to water | COMPARE | 5.20 | 23.00 | 24
1005 | VAILLANT | 862 | VAILLANT FLEXOTHERM VWF 87/4 | Heat pump SPLIT TYPE water to water | COMPARE | 5.20 | 10.00 | 9
1006 | DAIKIN | 766 | DAIKIN EWWD450J-SS | Daikin water cooled screw type heat pump for heating and cooling. | COMPARE | 5.20 | 573.00 | 463
1007 | DAIKIN | 10421 | DAIKIN EWWDC17I-SS | Water cooled screw type heat pump for heating and cooling. | COMPARE | 5.21 | 1,793.00 | 1.449
1008 | DAIKIN | 806 | DAIKIN EWWDC17I-SS | Daikin water cooled screw type heat pump for heating and cooling. | COMPARE | 5.21 | 1,793.00 | 1.449
1009 | HOVAL | 29636 | HOVAL BELARIA® SRM (6) | Air/water modulating heat pump system in split design; for renovations and new buildings. | COMPARE | 5.23 | 6.40 | 7
1010 | DAIKIN | 10280 | DAIKIN ERLQ004CV3/EHSXB04P30B | Split type low-temperature compact heat pump for bivalent heating, cooling and domestic hot water with solar support. | COMPARE | 5.23 | 4.53 | 4
1011 | DAIKIN | 10273 | DAIKIN ERLQ004CV3/EHSX04P30B | Split type low-temperature compact heat pump for cooling, heating and domestic hot water with solar support. | COMPARE | 5.23 | 4.53 | 4
1012 | DAIKIN | 10266 | DAIKIN ERLQ004CV3/EHSHB04P30B | Split type low-temperature compact heat pump for bivalent heating and domestic hot water with solar support. | COMPARE | 5.23 | 4.53
1013 | DAIKIN | 10259 | DAIKIN ERLQ004CV3/EHSH04P30B | Split type low-temperature compact heat pump for heating and domestic hot water with solar support. | COMPARE | 5.23 | 4.53
1014 | DAIKIN | 665 | DAIKIN ERLQ004CV3/EHSXB04P30B | Daikin split type low-temperature compact heat pump for bivalent heating, cooling and domestic hot water with solar support. | COMPARE | 5.23 | 4.53 | 4
1015 | DAIKIN | 658 | DAIKIN ERLQ004CV3/EHSX04P30B | Daikin split type low-temperature compact heat pump for cooling, heating and domestic hot water with solar support. | COMPARE | 5.23 | 4.53 | 4
1016 | DAIKIN | 651 | DAIKIN ERLQ004CV3/EHSHB04P30B | Daikin split type low-temperature compact heat pump for bivalent heating and domestic hot water with solar support. | COMPARE | 5.23 | 4.53
1017 | DAIKIN | 644 | DAIKIN ERLQ004CV3/EHSH04P30B | Daikin split type low-temperature compact heat pump for heating and domestic hot water with solar support. | COMPARE | 5.23 | 4.53
1018 | HITACHI | 28847 | HITACHI YUTAKI S 2 COMBI | Heat pump SPLIT TYPE air to water | COMPARE | 5.25 | 7.00 | 5 | 4.93
1019 | HITACHI | 28839 | HITACHI YUTAKI S 2 | Heat pump SPLIT TYPE air to water | COMPARE | 5.25 | 7.00 | 5 | 4.80
1020 | DAIKIN | 10404 | DAIKIN EWWD650G-XS | Water cooled screw type heat pump for heating and cooling. | COMPARE | 5.26 | 743.00 | 602
1021 | DAIKIN | 10374 | DAIKIN EWWD250J-SS | Water cooled screw type heat pump for heating and cooling. | COMPARE | 5.26 | 315.00 | 255 | 4.46
1022 | DAIKIN | 789 | DAIKIN EWWD650G-XS | Daikin water cooled screw type heat pump for heating and cooling. | COMPARE | 5.26 | 743.00 | 602
1023 | DAIKIN | 759 | DAIKIN EWWD250J-SS | Daikin water cooled screw type heat pump for heating and cooling. | COMPARE | 5.26 | 315.00 | 255 | 4.46
1024 | DAIKIN | 10382 | DAIKIN EWWD500J-SS | Water cooled screw type heat pump for heating and cooling. | COMPARE | 5.28 | 631.00 | 512
1025 | DAIKIN | 10369 | DAIKIN EWWD120J-SS | Water cooled screw type heat pump for heating and cooling. | COMPARE | 5.28 | 148.00 | 120 | 4.40
1026 | DAIKIN | 767 | DAIKIN EWWD500J-SS | Daikin water cooled screw type heat pump for heating and cooling. | COMPARE | 5.28 | 631.00 | 512
1027 | DAIKIN | 754 | DAIKIN EWWD120J-SS | Daikin water cooled screw type heat pump for heating and cooling. | COMPARE | 5.28 | 148.00 | 120 | 4.40
1028 | DAIKIN | 10420 | DAIKIN EWWDC16I-SS | Water cooled screw type heat pump for heating and cooling. | COMPARE | 5.29 | 1,721.00 | 1.395
1029 | DAIKIN | 10370 | DAIKIN EWWD140J-SS | Water cooled screw type heat pump for heating and cooling. | COMPARE | 5.29 | 180.00 | 146 | 4.34
1030 | DAIKIN | 805 | DAIKIN EWWDC16I-SS | Daikin water cooled screw type heat pump for heating and cooling. | COMPARE | 5.29 | 1,721.00 | 1.395
1031 | DAIKIN | 755 | DAIKIN EWWD140J-SS | Daikin water cooled screw type heat pump for heating and cooling. | COMPARE | 5.29 | 180.00 | 146 | 4.34
1032 | KRONOTERM | 18472 | KRONOTERM WPG-21-2 HT | Heat pump water to water | COMPARE | 5.30 | 21.15 | 17 | 5.95
1033 | KELING | 10448 | KELING SM-30 | Keling Water source heat pump | COMPARE | 5.30 | 32.00 | 30
1034 | KELING | 4880 | SIRAC VODA-VODA TOPLOTNA PUMPA LSQ04RW | Keling geotermalna toplotna pumpa voda-voda | COMPARE | 5.30 | 32.00 | 30
1035 | KELING | 3049 | KELING SM-30 | Keling Water source heat pump | COMPARE | 5.30 | 32.00 | 30
1036 | DAIKIN | 10408 | DAIKIN EWWD550I-SS | Water cooled screw type heat pump for heating and cooling. | COMPARE | 5.31 | 660.00 | 536
1037 | DAIKIN | 793 | DAIKIN EWWD550I-SS | Daikin water cooled screw type heat pump for heating and cooling. | COMPARE | 5.31 | 660.00 | 536
1038 | CTC | 32175 | CTC COMBIAIR 6M, 230 V 1N | CTC toplotna pumpa zrak/voda | COMPARE | 5.32 | 6.00 | 6 | 5.32
1039 | PANASONIC | 29154 | AQUAREA HIGH PERFORMANCE ALL IN ONE J GENERATION R32 -ADC03JE5 | Air/water heat pump ideal for small spaces, this system produces hot/cold water and stores 200L of Domestic hot water in built in stainless steel tank. Panasonic recommends R32 because it is comparably environmentally friendly. | COMPARE | 5.33 | 3.20 | 3 | 5.07
1040 | HOVAL | 29635 | HOVAL BELARIA® SRM (4) | Air/water modulating heat pump system in split design; for renovations and new buildings. | COMPARE | 5.34 | 4.80 | 6
1041 | DAIKIN | 10417 | DAIKIN EWWDC13I-SS | Water cooled screw type heat pump for heating and cooling. | COMPARE | 5.36 | 1,475.00 | 1.2
1042 | DAIKIN | 802 | DAIKIN EWWDC13I-SS | Daikin water cooled screw type heat pump for heating and cooling. | COMPARE | 5.36 | 1,475.00 | 1.2
1043 | KRONOTERM | 18466 | KRONOTERM WPG-07-K2 HT | Heat pump water to water | COMPARE | 5.37 | 7.34 | 6 | 5.78
1044 | KRONOTERM | 18465 | KRONOTERM WPG-07-2 HT | Heat pump water to water | COMPARE | 5.37 | 7.34 | 6 | 5.78
1045 | DAIKIN | 10419 | DAIKIN EWWDC15I-SS | Water cooled screw type heat pump for heating and cooling. | COMPARE | 5.37 | 1,648.00 | 1.341
1046 | DAIKIN | 10414 | DAIKIN EWWD950I-SS | Water cooled screw type heat pump for heating and cooling. | COMPARE | 5.37 | 1,207.00 | 982
1047 | DAIKIN | 10409 | DAIKIN EWWD650I-SS | Water cooled screw type heat pump for heating and cooling. | COMPARE | 5.37 | 783.00 | 637
1048 | DAIKIN | 804 | DAIKIN EWWDC15I-SS | Daikin water cooled screw type heat pump for heating and cooling. | COMPARE | 5.37 | 1,648.00 | 1.341
1049 | DAIKIN | 799 | DAIKIN EWWD950I-SS | Daikin water cooled screw type heat pump for heating and cooling. | COMPARE | 5.37 | 1,207.00 | 982
1050 | DAIKIN | 794 | DAIKIN EWWD650I-SS | Daikin water cooled screw type heat pump for heating and cooling. | COMPARE | 5.37 | 783.00 | 637
1051 | DAIKIN | 10418 | DAIKIN EWWDC14I-SS | Water cooled screw type heat pump for heating and cooling. | COMPARE | 5.38 | 1,560.00 | 1.27
1052 | DAIKIN | 10410 | DAIKIN EWWD700I-SS | Water cooled screw type heat pump for heating and cooling. | COMPARE | 5.38 | 863.00 | 703
1053 | DAIKIN | 803 | DAIKIN EWWDC14I-SS | Daikin water cooled screw type heat pump for heating and cooling. | COMPARE | 5.38 | 1,560.00 | 1.27
1054 | DAIKIN | 795 | DAIKIN EWWD700I-SS | Daikin water cooled screw type heat pump for heating and cooling. | COMPARE | 5.38 | 863.00 | 703
1055 | DAIKIN | 10407 | DAIKIN EWWD460I-SS | Water cooled screw type heat pump for heating and cooling. | COMPARE | 5.39 | 562.00 | 458
1056 | DAIKIN | 792 | DAIKIN EWWD460I-SS | Daikin water cooled screw type heat pump for heating and cooling. | COMPARE | 5.39 | 562.00 | 458
1057 | VAILLANT | 10560 | VAILLANT FLEXOTHERM VWF 157/4 | Heat pump SPLIT TYPE water to water | COMPARE | 5.40 | 16.80 | 18
1058 | DAIKIN | 10416 | DAIKIN EWWDC12I-SS | Water cooled screw type heat pump for heating and cooling. | COMPARE | 5.40 | 1,412.00 | 1.151
1059 | DAIKIN | 10412 | DAIKIN EWWD850I-SS | Water cooled screw type heat pump for heating and cooling. | COMPARE | 5.40 | 1,032.00 | 841
1060 | VAILLANT | 864 | VAILLANT FLEXOTHERM VWF 157/4 | Heat pump SPLIT TYPE water to water | COMPARE | 5.40 | 16.80 | 18
1061 | DAIKIN | 801 | DAIKIN EWWDC12I-SS | Daikin water cooled screw type heat pump for heating and cooling. | COMPARE | 5.40 | 1,412.00 | 1.151
1062 | DAIKIN | 797 | DAIKIN EWWD850I-SS | Daikin water cooled screw type heat pump for heating and cooling. | COMPARE | 5.40 | 1,032.00 | 841
1063 | DAIKIN | 10411 | DAIKIN EWWD800I-SS | Water cooled screw type heat pump for heating and cooling. | COMPARE | 5.41 | 955.00 | 779
1064 | DAIKIN | 796 | DAIKIN EWWD800I-SS | Daikin water cooled screw type heat pump for heating and cooling. | COMPARE | 5.41 | 955.00 | 779
1065 | DAIKIN | 10413 | DAIKIN EWWD900I-SS | Water cooled screw type heat pump for heating and cooling. | COMPARE | 5.42 | 1,112.00 | 907
1066 | DAIKIN | 798 | DAIKIN EWWD900I-SS | Daikin water cooled screw type heat pump for heating and cooling. | COMPARE | 5.42 | 1,112.00 | 907
1067 | HOVAL | 29607 | HOVAL THERMALIA® COMFORT (6) | Water/water or brine/water heat pump in compact design with high energy efficiency for indoor installation and single family homes or semi-detached houses. | COMPARE | 5.43 | 7.10 |  | 4.40
1068 | DAIKIN | 10406 | DAIKIN EWWD400I-SS | Water cooled screw type heat pump for heating and cooling. | COMPARE | 5.43 | 481.00 | 392
1069 | DAIKIN | 791 | DAIKIN EWWD400I-SS | Daikin water cooled screw type heat pump for heating and cooling. | COMPARE | 5.43 | 481.00 | 392
1070 | KRONOTERM | 18471 | KRONOTERM WPG-18-2 HT | Heat pump water to water | COMPARE | 5.46 | 17.79 | 15 | 5.90
1071 | KRONOTERM | 18470 | KRONOTERM WPG-15-K2 HT | Heat pump water to water | COMPARE | 5.47 | 14.48 | 13 | 5.91
1072 | KRONOTERM | 18469 | KRONOTERM WPG-15-2 HT | Heat pump water to water | COMPARE | 5.47 | 14.48 | 13 | 5.91
1073 | KRONOTERM | 18468 | KRONOTERM WPG-10-K2 HT | Heat pump water to water | COMPARE | 5.47 | 9.62 | 10 | 5.92
1074 | KRONOTERM | 18467 | KRONOTERM WPG-10-2 HT | Heat pump water to water | COMPARE | 5.47 | 9.62 | 10 | 5.92
1075 | MITSUBISHI ELECTRIC | 27783 | MITSUBISHI ELECTRIC MSZ-FH25/MUZ-FH25 | Mitsubishi Electric FH split air conditioner for heating, cooling, air purification | COMPARE | 5.49 | 3.20 | 3
1076 | DAIKIN | 10426 | DAIKIN EWWD600I-XS | Water cooled screw type heat pump for heating and cooling. | COMPARE | 5.50 | 697.00 | 570
1077 | DAIKIN | 10399 | DAIKIN EWWD380G-XS | Water cooled screw type heat pump for heating and cooling. | COMPARE | 5.50 | 446.00 | 365
1078 | DAIKIN | 10396 | DAIKIN EWWD230G-XS | Water cooled screw type heat pump for heating and cooling. | COMPARE | 5.50 | 272.00 | 222 | 4.68
1079 | DAIKIN | 811 | DAIKIN EWWD600I-XS | Daikin water cooled screw type heat pump for heating and cooling. | COMPARE | 5.50 | 697.00 | 570
1080 | DAIKIN | 784 | DAIKIN EWWD380G-XS | Daikin water cooled screw type heat pump for heating and cooling. | COMPARE | 5.50 | 446.00 | 365
1081 | DAIKIN | 781 | DAIKIN EWWD230G-XS | Daikin water cooled screw type heat pump for heating and cooling. | COMPARE | 5.50 | 272.00 | 222 | 4.68
1082 | DAIKIN | 10433 | DAIKIN EWWDC12I-XS | Water cooled screw type heat pump for heating and cooling. | COMPARE | 5.51 | 1,380.00 | 1.13
1083 | DAIKIN | 10405 | DAIKIN EWWD340I-SS | Water cooled screw type heat pump for heating and cooling. | COMPARE | 5.51 | 405.00 | 332
1084 | DAIKIN | 818 | DAIKIN EWWDC12I-XS | Daikin water cooled screw type heat pump for heating and cooling. | COMPARE | 5.51 | 1,380.00 | 1.13
1085 | DAIKIN | 790 | DAIKIN EWWD340I-SS | Daikin water cooled screw type heat pump for heating and cooling. | COMPARE | 5.51 | 405.00 | 332
1086 | MITSUBISHI ELECTRIC | 32579 | MUZ-LN25VG | Split type wall mounted inverter heat pump | COMPARE | 5.52 | 3.20 | 3 | 5.20
1087 | DAIKIN | 10415 | DAIKIN EWWDC10I-SS | Water cooled screw type heat pump for heating and cooling. | COMPARE | 5.52 | 1,267.00 | 1.024
1088 | DAIKIN | 800 | DAIKIN EWWDC10I-SS | Daikin water cooled screw type heat pump for heating and cooling. | COMPARE | 5.52 | 1,267.00 | 1.024
1089 | DAIKIN | 10432 | DAIKIN EWWDC11I-XS | Water cooled screw type heat pump for heating and cooling. | COMPARE | 5.53 | 1,263.00 | 1.035
1090 | DAIKIN | 10397 | DAIKIN EWWD280G-XS | Water cooled screw type heat pump for heating and cooling. | COMPARE | 5.53 | 337.00 | 276 | 4.69
1091 | DAIKIN | 817 | DAIKIN EWWDC11I-XS | Daikin water cooled screw type heat pump for heating and cooling. | COMPARE | 5.53 | 1,263.00 | 1.035
1092 | DAIKIN | 782 | DAIKIN EWWD280G-XS | Daikin water cooled screw type heat pump for heating and cooling. | COMPARE | 5.53 | 337.00 | 276 | 4.69
1093 | DAIKIN | 10395 | DAIKIN EWWD190G-XS | Water cooled screw type heat pump for heating and cooling. | COMPARE | 5.57 | 226.00 | 185 | 4.75
1094 | DAIKIN | 780 | DAIKIN EWWD190G-XS | Daikin water cooled screw type heat pump for heating and cooling. | COMPARE | 5.57 | 226.00 | 185 | 4.75
1095 | DAIKIN | 10400 | DAIKIN EWWD400G-XS | Water cooled screw type heat pump for heating and cooling. | COMPARE | 5.58 | 496.00 | 407
1096 | DAIKIN | 785 | DAIKIN EWWD400G-XS | Daikin water cooled screw type heat pump for heating and cooling. | COMPARE | 5.58 | 496.00 | 407
1097 | DAIKIN | 10403 | DAIKIN EWWD550G-XS | Water cooled screw type heat pump for heating and cooling. | COMPARE | 5.59 | 657.00 | 539
1098 | DAIKIN | 788 | DAIKIN EWWD550G-XS | Daikin water cooled screw type heat pump for heating and cooling. | COMPARE | 5.59 | 657.00 | 539
1099 | DAIKIN | 10401 | DAIKIN EWWD460G-XS | Water cooled screw type heat pump for heating and cooling. | COMPARE | 5.60 | 540.00 | 443
1100 | DAIKIN | 786 | DAIKIN EWWD460G-XS | Daikin water cooled screw type heat pump for heating and cooling. | COMPARE | 5.60 | 540.00 | 443
1101 | HOVAL | 29619 | HOVAL THERMALIA® TWIN H (19) | Water/water or brine/water heat pump with a heat output of 18.0 - 24.7 kW for indoor installation blocks of flats. | COMPARE | 5.61 | 24.70 |  | 4.60
1102 | DAIKIN | 10402 | DAIKIN EWWD500G-XS | Water cooled screw type heat pump for heating and cooling. | COMPARE | 5.61 | 602.00 | 495
1103 | DAIKIN | 787 | DAIKIN EWWD500G-XS | Daikin water cooled screw type heat pump for heating and cooling. | COMPARE | 5.61 | 602.00 | 495
1104 | CTC | 32191 | CTC ECOPART 612, 400 V 3N | Heat pump ground to water / water to water | COMPARE | 5.62 | 12.00 |  | 5.40
1105 | HOVAL | 29629 | HOVAL THERMALIA® DUAL H (90) | Water/water or brine/water heat pump with a heat output of 87.3 - 119.5 kW for larger buildings. | COMPARE | 5.66 | 119.50 |  | 4.70
1106 | DAIKIN | 10431 | DAIKIN EWWDC10I-XS | Water cooled screw type heat pump for heating and cooling. | COMPARE | 5.66 | 1,180.00 | 971
1107 | DAIKIN | 816 | DAIKIN EWWDC10I-XS | Daikin water cooled screw type heat pump for heating and cooling. | COMPARE | 5.66 | 1,180.00 | 971
1108 | FUJITSU | 27805 | FUJITSU ASYG09KXCA/AOYG09KXCA | Air Conditioners/Split sistem | COMPARE | 5.72 | 3.60 | 3
1109 | FUJITSU | 27771 | FUJITSU ASYG09KXCA/AOYG09KXCA | Air Conditioners/Split sistem | COMPARE | 5.72 | 3.60 | 3
1110 | HOVAL | 29633 | HOVAL THERMALIA® DUAL R (110) | Water/water or brine/water heat pump with a heat output of 113.4 - 165 kW for larger buildings. | COMPARE | 5.73 | 149.10 | 165 | 5.10
1111 | HOVAL | 29624 | HOVAL THERMALIA® DUAL (110) | Water/water or brine/water heat pump with a heat output of 113.4 - 149.1 kW for larger buildings. | COMPARE | 5.73 | 149.10 |  | 5.10
1112 | HOVAL | 29618 | HOVAL THERMALIA® TWIN H (13) | Water/water or brine/water heat pump with a heat output of 12.3 - 17.0 kW for indoor installation blocks of flats. | COMPARE | 5.76 | 17.00 |  | 4.70
1113 | HOVAL | 29628 | HOVAL THERMALIA® DUAL H (70) | Water/water or brine/water heat pump with a heat output of 70.9 - 97.1 kW for larger buildings. | COMPARE | 5.78 | 97.10 |  | 4.80
1114 | HOVAL | 29634 | HOVAL THERMALIA® DUAL R (140) | Water/water or brine/water heat pump with a heat output of 137.8 - 183.9 kW for larger buildings. | COMPARE | 5.79 | 181.10 | 184 | 5.00
1115 | HOVAL | 29625 | HOVAL THERMALIA® DUAL (140) | Water/water or brine/water heat pump with a heat output of 137.8 - 181.1 kW for larger buildings. | COMPARE | 5.79 | 181.10 |  | 5.00
1116 | DAIKIN | 27785 | DAIKIN FTXZ25N/RXZ25N | Ururu Sarara split air conditioner for heating, cooling, air purification, ventilation, humidification and dehumidification. | COMPARE | 5.80 | 7.50 | 4
1117 | DAIKIN | 27751 | DAIKIN FTXZ25N/RXZ25N | Ururu Sarara split klima uređaj za grijanje, hlađenje, pročišćavanje zraka, ventilaciju, ovlaživanje i odvlaživanje. | COMPARE | 5.80 | 7.50 | 4
1118 | DAIKIN | 10430 | DAIKIN EWWD950I-XS | Water cooled screw type heat pump for heating and cooling. | COMPARE | 5.81 | 1,122.00 | 929
1119 | DAIKIN | 815 | DAIKIN EWWD950I-XS | Daikin water cooled screw type heat pump for heating and cooling. | COMPARE | 5.81 | 1,122.00 | 929
1120 | DAIKIN | 10425 | DAIKIN EWWD500I-XS | Water cooled screw type heat pump for heating and cooling. | COMPARE | 5.82 | 608.00 | 504
1121 | DAIKIN | 10424 | DAIKIN EWWD440I-XS | Water cooled screw type heat pump for heating and cooling. | COMPARE | 5.82 | 520.00 | 431
1122 | DAIKIN | 810 | DAIKIN EWWD500I-XS | Daikin water cooled screw type heat pump for heating and cooling. | COMPARE | 5.82 | 608.00 | 504
1123 | DAIKIN | 809 | DAIKIN EWWD440I-XS | Daikin water cooled screw type heat pump for heating and cooling. | COMPARE | 5.82 | 520.00 | 431
1124 | HOVAL | 29627 | HOVAL THERMALIA® DUAL H (50) | Water/water or brine/water heat pump with a heat output of 52.5 - 71.8 kW for larger buildings. | COMPARE | 5.83 | 71.80 |  | 4.80
1125 | DAIKIN | 786 | DAIKIN EWWD460G-XS | Daikin water cooled screw type heat pump for heating and cooling. | COMPARE | 5.60 | 540.00 | 443
1126 | HOVAL | 29619 | HOVAL THERMALIA® TWIN H (19) | Water/water or brine/water heat pump with a heat output of 18.0 - 24.7 kW for indoor installation blocks of flats. | COMPARE | 5.61 | 24.70 |  | 4.60
1127 | DAIKIN | 10402 | DAIKIN EWWD500G-XS | Water cooled screw type heat pump for heating and cooling. | COMPARE | 5.61 | 602.00 | 495
1128 | DAIKIN | 787 | DAIKIN EWWD500G-XS | Daikin water cooled screw type heat pump for heating and cooling. | COMPARE | 5.61 | 602.00 | 495
1129 | CTC | 32191 | CTC ECOPART 612, 400 V 3N | Heat pump ground to water / water to water | COMPARE | 5.62 | 12.00 |  | 5.40
1130 | HOVAL | 29629 | HOVAL THERMALIA® DUAL H (90) | Water/water or brine/water heat pump with a heat output of 87.3 - 119.5 kW for larger buildings. | COMPARE | 5.66 | 119.50 |  | 4.70
1131 | DAIKIN | 10431 | DAIKIN EWWDC10I-XS | Water cooled screw type heat pump for heating and cooling. | COMPARE | 5.66 | 1,180.00 | 971
1132 | DAIKIN | 816 | DAIKIN EWWDC10I-XS | Daikin water cooled screw type heat pump for heating and cooling. | COMPARE | 5.66 | 1,180.00 | 971
1133 | FUJITSU | 27805 | FUJITSU ASYG09KXCA/AOYG09KXCA | Air Conditioners/Split sistem | COMPARE | 5.72 | 3.60 | 3
1134 | FUJITSU | 27771 | FUJITSU ASYG09KXCA/AOYG09KXCA | Air Conditioners/Split sistem | COMPARE | 5.72 | 3.60 | 3
1135 | HOVAL | 29633 | HOVAL THERMALIA® DUAL R (110) | Water/water or brine/water heat pump with a heat output of 113.4 - 165 kW for larger buildings. | COMPARE | 5.73 | 149.10 | 165 | 5.10
1136 | HOVAL | 29624 | HOVAL THERMALIA® DUAL (110) | Water/water or brine/water heat pump with a heat output of 113.4 - 149.1 kW for larger buildings. | COMPARE | 5.73 | 149.10 |  | 5.10
1137 | HOVAL | 29618 | HOVAL THERMALIA® TWIN H (13) | Water/water or brine/water heat pump with a heat output of 12.3 - 17.0 kW for indoor installation blocks of flats. | COMPARE | 5.76 | 17.00 |  | 4.70
1138 | HOVAL | 29628 | HOVAL THERMALIA® DUAL H (70) | Water/water or brine/water heat pump with a heat output of 70.9 - 97.1 kW for larger buildings. | COMPARE | 5.78 | 97.10 |  | 4.80
1139 | HOVAL | 29634 | HOVAL THERMALIA® DUAL R (140) | Water/water or brine/water heat pump with a heat output of 137.8 - 183.9 kW for larger buildings. | COMPARE | 5.79 | 181.10 | 184 | 5.00
1140 | HOVAL | 29625 | HOVAL THERMALIA® DUAL (140) | Water/water or brine/water heat pump with a heat output of 137.8 - 181.1 kW for larger buildings. | COMPARE | 5.79 | 181.10 |  | 5.00
1141 | DAIKIN | 27785 | DAIKIN FTXZ25N/RXZ25N | Ururu Sarara split air conditioner for heating, cooling, air purification, ventilation, humidification and dehumidification. | COMPARE | 5.80 | 7.50 | 4
1142 | DAIKIN | 27751 | DAIKIN FTXZ25N/RXZ25N | Ururu Sarara split klima uređaj za grijanje, hlađenje, pročišćavanje zraka, ventilaciju, ovlaživanje i odvlaživanje. | COMPARE | 5.80 | 7.50 | 4
1143 | DAIKIN | 10430 | DAIKIN EWWD950I-XS | Water cooled screw type heat pump for heating and cooling. | COMPARE | 5.81 | 1,122.00 | 929
1144 | DAIKIN | 815 | DAIKIN EWWD950I-XS | Daikin water cooled screw type heat pump for heating and cooling. | COMPARE | 5.81 | 1,122.00 | 929
1145 | DAIKIN | 10425 | DAIKIN EWWD500I-XS | Water cooled screw type heat pump for heating and cooling. | COMPARE | 5.82 | 608.00 | 504
1146 | DAIKIN | 10424 | DAIKIN EWWD440I-XS | Water cooled screw type heat pump for heating and cooling. | COMPARE | 5.82 | 520.00 | 431
1147 | DAIKIN | 810 | DAIKIN EWWD500I-XS | Daikin water cooled screw type heat pump for heating and cooling. | COMPARE | 5.82 | 608.00 | 504
1148 | DAIKIN | 809 | DAIKIN EWWD440I-XS | Daikin water cooled screw type heat pump for heating and cooling. | COMPARE | 5.82 | 520.00 | 431
1149 | HOVAL | 29627 | HOVAL THERMALIA® DUAL H (50) | Water/water or brine/water heat pump with a heat output of 52.5 - 71.8 kW for larger buildings. | COMPARE | 5.83 | 71.80 |  | 4.80
1150 | DAIKIN | 10423 | DAIKIN EWWD360I-XS | Water cooled screw type heat pump for heating and cooling. | COMPARE | 5.83 | 435.00 | 360
1151 | DAIKIN | 808 | DAIKIN EWWD360I-XS | Daikin water cooled screw type heat pump for heating and cooling. | COMPARE | 5.83 | 435.00 | 360
1152 | DAIKIN | 10428 | DAIKIN EWWD800I-XS | Water cooled screw type heat pump for heating and cooling. | COMPARE | 5.84 | 995.00 | 791
1153 | DAIKIN | 813 | DAIKIN EWWD800I-XS | Daikin water cooled screw type heat pump for heating and cooling. | COMPARE | 5.84 | 995.00 | 791
1154 | DAIKIN | 10429 | DAIKIN EWWD850I-XS | Water cooled screw type heat pump for heating and cooling. | COMPARE | 5.85 | 1,040.00 | 863
1155 | DAIKIN | 10427 | DAIKIN EWWD750I-XS | Water cooled screw type heat pump for heating and cooling. | COMPARE | 5.85 | 865.00 | 717
1156 | DAIKIN | 814 | DAIKIN EWWD850I-XS | Daikin water cooled screw type heat pump for heating and cooling. | COMPARE | 5.85 | 1,040.00 | 863
1157 | DAIKIN | 812 | DAIKIN EWWD750I-XS | Daikin water cooled screw type heat pump for heating and cooling. | COMPARE | 5.85 | 865.00 | 717
1158 | HOVAL | 29631 | HOVAL THERMALIA® DUAL R (70) | Water/water or brine/water heat pump with a heat output of 73.2 - 108.3 kW for larger buildings. | COMPARE | 5.87 | 97.20 | 108 | 5.00
1159 | HOVAL | 29622 | HOVAL THERMALIA® DUAL (70) | Water/water or brine/water heat pump with a heat output of 73.2 - 97.2 kW for larger buildings. | COMPARE | 5.87 | 97.20 |  | 5.00
1160 | HOVAL | 29608 | HOVAL THERMALIA® COMFORT (8) | Water/water or brine/water heat pump in compact design with high energy efficiency for indoor installation and single family homes or semi-detached houses. | COMPARE | 5.87 | 9.60 |  | 4.60
1161 | HOVAL | 29611 | HOVAL THERMALIA® COMFORT (17) | Water/water or brine/water heat pump in compact design with high energy efficiency for indoor installation and single family homes or semi-detached houses. | COMPARE | 5.88 | 22.30 |  | 5.00
1162 | HOVAL | 29620 | HOVAL THERMALIA® TWIN H (22) | Water/water or brine/water heat pump with a heat output of 20.9 - 28.8 kW for indoor installation blocks of flats. | COMPARE | 5.89 | 28.80 |  | 4.90
1163 | HOVAL | 29612 | HOVAL THERMALIA® COMFORT H (7) | Water/water or brine/water heat pump in compact design with high energy efficiency for indoor installation and single family homes or semi-detached houses. | COMPARE | 5.90 | 9.10 |  | 4.70
1164 | HOVAL | 29632 | HOVAL THERMALIA® DUAL R (85) | Water/water or brine/water heat pump with a heat output of 84.8 - 127.7 kW for larger buildings. | COMPARE | 5.91 | 112.80 | 128 | 5.10
1165 | HOVAL | 29623 | HOVAL THERMALIA® DUAL (85) | Water/water or brine/water heat pump with a heat output of 84.8 - 112.8 kW for larger buildings. | COMPARE | 5.91 | 112.80 |  | 5.10
1166 | VAILLANT | 32560 | VAILLANT AROTHERM PLUS VWL 55/6 A 230V S3 | Heat pump MONO TYPE ait to water | COMPARE | 6.00 | 4.20 | 5 | 4.50
1167 | VAILLANT | 32559 | VAILLANT AROTHERM PLUS VWL 45/6 A 230V S3 | Heat pump MONO TYPE ait to water | COMPARE | 6.00 | 4.10 | 5 | 4.56
1168 | HOVAL | 29613 | HOVAL THERMALIA® COMFORT H (10) | Water/water or brine/water heat pump in compact design with high energy efficiency for indoor installation and single family homes or semi-detached houses. | COMPARE | 6.00 | 12.80 |  | 4.90
1169 | HOVAL | 29626 | HOVAL THERMALIA® DUAL H (35) | Water/water or brine/water heat pump with a heat output of 34.9 - 49.3 kW for larger buildings. | COMPARE | 6.01 | 49.30 |  | 4.60
1170 | HOVAL | 29617 | HOVAL THERMALIA® TWIN (42) | Water/water or brine/water heat pump with a heat output of 42.0 - 55.4 kW for indoor installation blocks of flats. | COMPARE | 6.06 | 55.40 |  | 5.30
1171 | HOVAL | 29630 | HOVAL THERMALIA® DUAL R (55) | Water/water or brine/water heat pump with a heat output of 57.9 - 81.1 kW for larger buildings. | COMPARE | 6.07 | 76.70 | 81 | 5.10
1172 | HOVAL | 29621 | HOVAL THERMALIA® DUAL (55) | Water/water or brine/water heat pump with a heat output of 57.9 - 76.7 kW for larger buildings. | COMPARE | 6.07 | 76.70 |  | 5.10
1173 | HOVAL | 29609 | HOVAL THERMALIA® COMFORT (10) | Water/water or brine/water heat pump in compact design with high energy efficiency for indoor installation and single family homes or semi-detached houses. | COMPARE | 6.08 | 12.70 |  | 5.00
1174 | HOVAL | 29610 | HOVAL THERMALIA® COMFORT (13) | Water/water or brine/water heat pump in compact design with high energy efficiency for indoor installation and single family homes or semi-detached houses. | COMPARE | 6.28 | 17.50 |  | 5.00
1175 | VAILLANT | 32562 | VAILLANT AROTHERM PLUS VWL 85/6 A 230V S3 | Heat pump MONO TYPE ait to water | COMPARE | 6.30 | 7.80 | 6 | 4.75
1176 | HOVAL | 29650 | HOVAL ULTRASOURCE T COMPACT (13/200) | Modulating heat pump system for heating and cooling in the living area. | COMPARE | 6.30 | 8.60 |  | 8.00
1177 | HOVAL | 29649 | HOVAL ULTRASOURCE T COMFORT (13) | Modulating heat pump system for heating and cooling in the living area. | COMPARE | 6.30 | 8.60 |  | 8.00
1178 | VAILLANT | 32561 | VAILLANT AROTHERM PLUS VWL 65/6 A 230V S3 | Heat pump MONO TYPE ait to water | COMPARE | 6.40 | 5.10 | 6 | 4.71
1179 | HOVAL | 29615 | HOVAL THERMALIA® TWIN (26) | Water/water or brine/water heat pump with a heat output of 26.2 - 35.1 kW for indoor installation blocks of flats. | COMPARE | 6.40 | 35.10 |  | 5.20
1180 | HOVAL | 29616 | HOVAL THERMALIA® TWIN (36) | Water/water or brine/water heat pump with a heat output of 35.3 - 46.4 kW for indoor installation blocks of flats. | COMPARE | 6.41 | 46.40 |  | 5.40
1181 | HOVAL | 29651 | HOVAL ULTRASOURCE T COMFORT (17) | Modulating heat pump system for heating and cooling in the living area. | COMPARE | 6.46 | 15.24 |  | 8.00
1182 | VAILLANT | 32566 | VAILLANT AROTHERM PLUS VWL 155/6 A 400V S3 | Heat pump MONO TYPE ait to water | COMPARE | 6.50 | 14.30 | 11 | 4.73
1183 | VAILLANT | 32565 | VAILLANT AROTHERM PLUS VWL 155/6 A 230V S3 | Heat pump MONO TYPE ait to water | COMPARE | 6.50 | 14.30 | 11 | 4.74
1184 | HOVAL | 29648 | HOVAL ULTRASOURCE T COMPACT (8/200) | Modulating heat pump system for heating and cooling in the living area. | COMPARE | 6.53 | 5.55 |  | 7.90
1185 | HOVAL | 29647 | HOVAL ULTRASOURCE T COMFORT (8) | Modulating heat pump system for heating and cooling in the living area. | COMPARE | 6.53 | 5.55 |  | 7.90
1186 | HOVAL | 29614 | HOVAL THERMALIA® TWIN (20) | Water/water or brine/water heat pump with a heat output of 20.4 - 27.3 kW for indoor installation blocks of flats. | COMPARE | 6.59 | 27.30 |  | 5.20
1187 | VAILLANT | 32564 | VAILLANT AROTHERM PLUS VWL 125/6 A 400V S3 | Heat pump MONO TYPE ait to water | COMPARE | 6.70 | 11.60 | 11 | 5.06
1188 | VAILLANT | 32563 | VAILLANT AROTHERM PLUS VWL 125/6 A 230V S3 | Heat pump MONO TYPE ait to water | COMPARE | 6.70 | 11.60 | 11 | 5.07
1189 | DAIKIN | 10434 | DAIKIN EWWD370H-XS | Water cooled screw type heat pump for heating and cooling. | COMPARE | 6.75 | 432.00 | 368
1190 | DAIKIN | 819 | DAIKIN EWWD370H-XS | Daikin water cooled screw type heat pump for heating and cooling. | COMPARE | 6.75 | 432.00 | 368
1191 | DAIKIN | 10435 | DAIKIN EWWD450H-XS | Water cooled screw type heat pump for heating and cooling. | COMPARE | 6.79 | 520.00 | 444
1192 | DAIKIN | 820 | DAIKIN EWWD450H-XS | Daikin water cooled screw type heat pump for heating and cooling. | COMPARE | 6.79 | 520.00 | 444
1193 | DAIKIN | 10438 | DAIKIN EWWD750H-XS | Water cooled screw type heat pump for heating and cooling. | COMPARE | 6.84 | 873.00 | 745
1194 | DAIKIN | 823 | DAIKIN EWWD750H-XS | Daikin water cooled screw type heat pump for heating and cooling. | COMPARE | 6.84 | 873.00 | 745
1195 | DAIKIN | 10439 | DAIKIN EWWD830H-XS | Water cooled screw type heat pump for heating and cooling. | COMPARE | 6.87 | 965.00 | 825
1196 | DAIKIN | 824 | DAIKIN EWWD830H-XS | Daikin water cooled screw type heat pump for heating and cooling. | COMPARE | 6.87 | 965.00 | 825
1197 | DAIKIN | 10436 | DAIKIN EWWD530H-XS | Water cooled screw type heat pump for heating and cooling. | COMPARE | 6.88 | 608.00 | 520
1198 | DAIKIN | 821 | DAIKIN EWWD530H-XS | Daikin water cooled screw type heat pump for heating and cooling. | COMPARE | 6.88 | 608.00 | 520
1199 | DAIKIN | 10441 | DAIKIN EWWD980H-XS | Water cooled screw type heat pump for heating and cooling. | COMPARE | 6.89 | 1,141.00 | 975
1200 | DAIKIN | 10437 | DAIKIN EWWD610H-XS | Water cooled screw type heat pump for heating and cooling. | COMPARE | 6.89 | 709.00 | 606
1201 | DAIKIN | 826 | DAIKIN EWWD980H-XS | Daikin water cooled screw type heat pump for heating and cooling. | COMPARE | 6.89 | 1,141.00 | 975
1202 | DAIKIN | 822 | DAIKIN EWWD610H-XS | Daikin water cooled screw type heat pump for heating and cooling. | COMPARE | 6.89 | 709.00 | 606
1203 | DAIKIN | 10443 | DAIKIN EWWDC11H-XS | Water cooled screw type heat pump for heating and cooling. | COMPARE | 6.93 | 1,321.00 | 1.13
1204 | DAIKIN | 10442 | DAIKIN EWWDC10H-XS | Water cooled screw type heat pump for heating and cooling. | COMPARE | 6.93 | 1,224.00 | 1.047
1205 | DAIKIN | 828 | DAIKIN EWWDC11H-XS | Daikin water cooled screw type heat pump for heating and cooling. | COMPARE | 6.93 | 1,321.00 | 1.13
1206 | DAIKIN | 827 | DAIKIN EWWDC10H-XS | Daikin water cooled screw type heat pump for heating and cooling. | COMPARE | 6.93 | 1,224.00 | 1.047
1207 | DAIKIN | 10444 | DAIKIN EWWDC12H-XS | Water cooled screw type heat pump for heating and cooling. | COMPARE | 6.94 | 1,416.00 | 1.212
1208 | DAIKIN | 829 | DAIKIN EWWDC12H-XS | Daikin water cooled screw type heat pump for heating and cooling. | COMPARE | 6.94 | 1,416.00 | 1.212
1209 | DAIKIN | 10440 | DAIKIN EWWD930H-XS | Water cooled screw type heat pump for heating and cooling. | COMPARE | 7.06 | 1,083.00 | 930
1210 | DAIKIN | 825 | DAIKIN EWWD930H-XS | Daikin water cooled screw type heat pump for heating and cooling. | COMPARE | 7.06 | 1,083.00 | 930